## Index
Contents
AT Assumptions
BA Assumptions
BE Assumptions
BG Assumptions
CH Assumptions
CY Assumptions
CZ Assumptions
DE Assumptions
DK Assumptions
EE Assumptions
ES Assumptions
FI Assumptions
FR Assumptions
GR Assumptions
HR Assumptions
HU Assumptions
IE Assumptions
IT Assumptions
LT Assumptions
LU Assumptions
LV Assumptions
MK Assumptions
MT Assumptions
NL Assumptions
PL Assumptions
PT Assumptions
RO Assumptions
RS Assumptions
SE Assumptions
SI Assumptions
SK Assumptions
UK Assumptions

## AT_Assumptions
TYNDP 2017 | [7 empty] | ELECTRICITY SCENARIOS | Thermal Gap Approach |  |  | AT |  |  |  |  | ELECTRICITY SCENARIOS | Data Source: ENTSOE TYNDP 2016 |  |  |  | AT
[17 empty] | e-(energy unit) signifies electricity value | https://www.entsoe.eu/Documents/TYNDP%20documents/TYNDP%202016/rgips/TYNDP2016%20Scenario%20Development%20Report%20-%20Final.pdf
Scenarios Gas Demand for Power Generation
AT | [9 empty] | Slow Progression | Blue Transition | Green Revolution |  | Slow Progression | Blue Transition | Green Revolution |  |  | Slow Progression | Blue Transition | Green Revolution |  | Slow Progression | Blue Transition | Green Revolution
Scenario | Data Option | GWh/d | 2017 | 2020 | 2025 | 2030 | 2035 | Gas Demand for Power |  | Min Gas | Max Gas | Max Gas | INPUT PARAMETERS |  |  |  | Gas Demand for Power | ENTSO-E Hist | 2030 V1 | 2030 V3 | 2030 V4 | Yearly Gas Statistics | 2030 V1 | 2030 V3 | 2030 V4
EU Green Revolution |  | Yearly Average | 44.5491 | 49.4329 | 52.5009 | 55.3573 | 50.5618 |  |  | 2030 V1 | 2030 V3 | 2030 V4 |  | 2030 V1 | 2030 V3 | 2030 V4 | Gas Consumption (GWh/y) | 15072 | 1283.2329 | 12074.3078 | 21244.8245 | Gas Average Weighted Efficiency | 56.5% | 56.5% | 56.45%
EU Green Revolution |  | 14 Day Peak | 166.5563 | 166.5563 | 166.5563 | 166.5563 | 166.5563 | Gas Consumption (GWh/y) |  | 6781.5017 | 13643.9678 | 23985.0734 | Share of Gas in Others - Non RES | 0% | 0% | 0% | Gas Consumption (GWh/d) | 41.2932 | 3.5157 | 33.0803 | 58.205
EU Green Revolution |  | Peak Day | 189.5768 | 189.5768 | 189.5768 | 189.5768 | 189.5768 | Gas Consumption (GWh/d) |  | 18.5795 | 37.3807 | 65.7125
[13 empty] | Efficiency | 2030 V1 | 2030 V3 | 2030 V4
Scenario | Data Option | GWh/d | 2017 | 2020 | 2025 | 2030 | 2035 | [5 empty] | Yearly Gas Plant Efficiency | 50% | 50% | 50% | Gas Average Weighted Efficiency | 50%
Green Evolution | Thermal Gap | Yearly Average | 44.5491 | 49.4329 | 57.5727 | 65.7125 | 65.7125
Green Evolution | Thermal Gap | 14 Day Peak | 166.5563 | 166.5563 | 166.5563 | 166.5563 | 166.5563 | [5 empty] | Yearly Load Factors | 2030 V1 | 2030 V3 | 2030 V4
Green Evolution | Thermal Gap | Peak Day | 189.5768 | 189.5768 | 189.5768 | 189.5768 | 189.5768 | [5 empty] | Yearly Gas Load Factor Maximum | 75% | 75% | 75%
[9 empty] | ENTSO-E Hist | 2030 V1 | 2030 V3 | 2030 V4 | Yearly Gas Load Factor Minimum | 10% | 10% | 10% |  | ENTSO-E Hist | 2030 V1 | 2030 V3 | 2030 V4
Scenario | Data Option | GWh/d | 2017 | 2020 | 2025 | 2030 | 2035 | e-MW - Net Generation Capacity | 2015 | 2030 | 2030 | 2030 |  |  |  |  | e-MW - Net Generation Capacity | 2015 | 2030 | 2030 | 2030
Blue Transition | Thermal Gap | Yearly Average | 40.7715 | 39.989 | 38.6849 | 37.3807 | 37.3807 | Nuclear | 0 | 0 | 0 | 0 | Yearly Coal Load Factor Maximum | 75% | 75% | 75% | Nuclear | 0 | 0 | 0 | 0
Blue Transition | Thermal Gap | 14 Day Peak | 158.5304 | 158.5304 | 158.5304 | 158.5304 | 158.5304 | Hydro | 13569 | 6071.6 | 6071.6 | 6071.6 | Yearly Coal Load Factor Minimum | 10% | 10% | 10% | Hydro | 13569 | 6071.6 | 6071.6 | 6071.6
Blue Transition | Thermal Gap | Peak Day | 171.4118 | 171.4118 | 171.4118 | 171.4118 | 171.4118 | Hydro - pump | 0 | 10346.0003 | 12399.0002 | 16172 |  |  |  |  | Hydro - pump | 0 | 10346.0003 | 12399.0002 | 16172
[8 empty] | Others - RES | 202 | 800 | 1200 | 1200 | 2 Week Load Factors | 2030 V1 | 2030 V3 | 2030 V4 | Others - RES | 202 | 800 | 1200 | 1200
Scenario | Data Option | GWh/d | 2017 | 2020 | 2025 | 2030 | 2035 | Others - Non RES | 850 | 990 | 990 | 990 | 2W Gas Load Factor Maximum | 85% | 85% | 85% | Others - Non RES | 850 | 990 | 990 | 990
Slow Progression | Thermal Gap | Yearly Average | 38.2647 | 33.7219 | 26.1507 | 18.5795 | 18.5795 | Gas | 4888 | 4271.02 | 6030.1 | 6030.1 | 2W Gas Load Factor Minimum | 10% | 10% | 10% | Gas | 4888 | 4271.02 | 6030.1 | 6030.1
Slow Progression | Thermal Gap | 14 Day Peak | 40.0292 | 40.0292 | 40.0292 | 40.0292 | 40.0292 | Coal | 1171 | 598 | 0 | 0 |  |  |  |  | Coal | 1171 | 598 | 0 | 0
Slow Progression | Thermal Gap | Peak Day | 77.9922 | 77.9922 | 77.9922 | 77.9922 | 77.9922 | Oil | 334 | 196.45 | 196.45 | 196.45 | 2W Coal Load Factor Maximum | 85% | 85% | 85% | Oil | 334 | 196.45 | 196.45 | 196.45
[8 empty] | Wind | 2110 | 4000 | 5500 | 4750 | 2W Coal Load Factor Minimum | 10% | 10% | 10% | Wind | 2110 | 4000 | 5500 | 4750
[8 empty] | Solar | 589 | 2500 | 3500 | 3000 |  |  |  |  | Solar | 589 | 2500 | 3500 | 3000
[8 empty] | Biofuel | 512 | 0 | 0 | 0 | Peak Day Load Factors | 2030 V1 | 2030 V3 | 2030 V4 | Biofuel | 512 | 0 | 0 | 0
[8 empty] | Import | 0 | 14255 | 14255 | 14255 | Peak Day Gas Load Factor Maximum | 95% | 95% | 95% | Import |  | 14255 | 14255 | 14255
[8 empty] | Export | 0 | 14255 | 14255 | 14255 | Peak Day Gas Load Factor Minimum | 10% | 10% | 10% | Export |  | 14255 | 14255 | 14255
[8 empty] | e-GWh/y - Generation | ENTSO-E Hist | 2030 V1 | 2030 V3 | 2030 V4 | Peak Day Coal Load Factor Maximum | 95% | 95% | 95% | e-GWh/y - Generation | ENTSO-E Hist | 2030 V1 | 2030 V3 | 2030 V4
[8 empty] | Nuclear | 0 | 0 | 0 | 0 | Peak Day Coal Load Factor Minimum | 10% | 10% | 10% | Nuclear | 0 | 0 | 0 | 0
[8 empty] | Hydro | 32570 | 32791.0386 | 32791.0063 | 32791.0195 |  |  |  |  | Hydro | 32570 | 32791.0386 | 32791.0063 | 32791.0195
[8 empty] | Hydro - pump | 3670 | 14171.1955 | 14121.4621 | 13680.6989 |  |  |  |  | Hydro - pump | 3670 | 14171.1955 | 14121.4621 | 13680.6989
[8 empty] | Others - RES | 2618 | 4429.1445 | 8421.541 | 8421.541 |  |  |  |  | Others - RES | 2618 | 4429.1445 | 8421.541 | 8421.541
[8 empty] | Others - Non RES | 10481 | 4158.3442 | 4158.3442 | 4158.3442 | Thermal Gap Results |  |  |  | Others - Non RES | 10481 | 4158.3442 | 4158.3442 | 4158.3442
[8 empty] | Gas | 7536 | 725.0266 | 6821.9839 | 11992.5367 |  | 2030 V1 | 2030 V3 | 2030 V4 | Gas | 7536 | 725.0266 | 6821.9839 | 11992.5367
[8 empty] | Coal | 2972 | 3189.5723 | 0 | 0 | Thermal Gap (e-GWh/y) | 3914.5989 | 6821.9839 | 11992.5367 | Coal | 2972 | 3189.5723 | 0 | 0
[8 empty] | Oil | 854 | 0 | 0 | 0 | Thermal Gap (e-GWh/d) | 10.7249 | 18.6904 | 32.8563 | Oil | 854 | 0 | 0 | 0
[8 empty] | Wind | 3989 | 7022.5083 | 9655.8652 | 8339.1582 |  |  |  |  | Wind | 3989 | 7022.5083 | 9655.8652 | 8339.1582
[8 empty] | Solar | 0 | 3240.1755 | 4536.2471 | 3888.2307 |  |  |  |  | Solar | 0 | 3240.1755 | 4536.2471 | 3888.2307
[8 empty] | Biofuel | 0 | 0 | 0 | 0 |  |  |  |  | Biofuel | 0 | 0 | 0 | 0
[8 empty] | Annual demand (e-GWh/y) | 69505 | 76436.6016 | 72359.2422 | 76113.1953 |  |  |  |  | Annual demand (e-GWh/y) | 69505 | 76436.6016 | 72359.2422 | 76113.1953
[8 empty] | Net imports (e-GWh/y) | 4815 | 6709.596 | -8147.2077 | -7158.334 | Thermal Gap | Min Gas | Max Gas | Max Gas | Net imports (e-GWh/y) | 4815 | 6709.596 | -8147.2077 | -7158.334
[14 empty] | 2030 V1 | 2030 V3 | 2030 V4
[8 empty] | Net Demand (e-GWh/y) | 64690 | 69727.0055 | 80506.4499 | 83271.5293 | Thermal Gap (e-GWh/y) | 3390.7509 | 6821.9839 | 11992.5367 | Net Demand (e-GWh/y) | 64690 | 69727.0055 | 80506.4499 | 83271.5293
[13 empty] | Thermal Gap (e-GWh/d) | 9.2897 | 18.6904 | 32.8563
[8 empty] | Yearly Load Factors | [8 empty] | Yearly Load Factors
[8 empty] | Calculated from capacity and generation data | ENTSO-E Hist | 2030 V1 | 2030 V3 | 2030 V4 |  |  |  |  | Calculated from capacity and generation data | ENTSO-E Hist | 2030 V1 | 2030 V3 | 2030 V4
[8 empty] | Nuclear | 0% | 0% | 0% | 0% |  |  |  |  | Nuclear | 0% | 0% | 0% | 0%
[8 empty] | Hydro | 27.4% | 61.65% | 61.65% | 61.65% |  |  |  |  | Hydro | 27.4% | 61.65% | 61.65% | 61.65%
[8 empty] | Hydro - pump | 0% | 15.64% | 13% | 9.657% |  |  |  |  | Hydro - pump | 0% | 15.64% | 13% | 9.657%
[8 empty] | Others - RES | 147.9% | 63.2% | 80.11% | 80.11% |  |  |  |  | Others - RES | 147.9% | 63.2% | 80.11% | 80.11%
[8 empty] | Others - Non RES | 140.8% | 47.95% | 47.95% | 47.95% |  |  |  |  | Others - Non RES | 140.8% | 47.95% | 47.95% | 47.95%
[8 empty] | Gas | 17.6% | 1.938% | 12.91% | 22.7% |  |  |  |  | Gas | 17.6% | 1.938% | 12.91% | 22.7%
[8 empty] | Coal | 28.97% | 60.89% | 0% | 0% |  |  |  |  | Coal | 28.97% | 60.89% | 0% | 0%
[8 empty] | Oil | 29.19% | 0% | 0% | 0% |  |  |  |  | Oil | 29.19% | 0% | 0% | 0%
[8 empty] | Wind | 21.58% | 20.04% | 20.04% | 20.04% |  |  |  |  | Wind | 21.58% | 20.04% | 20.04% | 20.04%
[8 empty] | Solar | 0% | 14.8% | 14.8% | 14.8% |  |  |  |  | Solar | 0% | 14.8% | 14.8% | 14.8%
[8 empty] | Biofuel | 0% | 0% | 0% | 0% |  |  |  |  | Biofuel | 0% | 0% | 0% | 0%
Note on AI48: Positive = Import Negative = Export

## BA_Assumptions
TYNDP 2017 | [7 empty] | ELECTRICITY SCENARIOS | Thermal Gap Approach |  |  | BA |  |  |  |  | ELECTRICITY SCENARIOS | Data Source: ENTSOE TYNDP 2016 |  |  |  | BA
[17 empty] | e-(energy unit) signifies electricity value | https://www.entsoe.eu/Documents/TYNDP%20documents/TYNDP%202016/rgips/TYNDP2016%20Scenario%20Development%20Report%20-%20Final.pdf
Scenarios Gas Demand for Power Generation
BA | [9 empty] | Slow Progression | Blue Transition | Green Revolution |  | Slow Progression | Blue Transition | Green Revolution |  |  | Slow Progression | Blue Transition | Green Revolution |  | Slow Progression | Blue Transition | Green Revolution
Scenario | Data Option | GWh/d | 2017 | 2020 | 2025 | 2030 | 2035 | Gas Demand for Power |  | Min Gas | Max Gas | Max Gas | INPUT PARAMETERS |  |  |  | Gas Demand for Power | ENTSO-E Hist | 2030 V1 | 2030 V3 | 2030 V4 | Yearly Gas Statistics | 2030 V1 | 2030 V3 | 2030 V4
EU Green Revolution |  | Yearly Average | 0 | 0 | 0 | 0 | 0 |  |  | 2030 V1 | 2030 V3 | 2030 V4 |  | 2030 V1 | 2030 V3 | 2030 V4 | Gas Consumption (GWh/y) | 0 | 0 | 816.0287 | 1971.1491 | Gas Average Weighted Efficiency | 0% | 56.5% | 56.5%
EU Green Revolution |  | 14 Day Peak | 0 | 0 | 0 | 0 | 0 | Gas Consumption (GWh/y) |  | 0 | 4902.6654 | 4902.6654 | Share of Gas in Others - Non RES | 0% | 0% | 0% | Gas Consumption (GWh/d) | 0 | 0 | 2.2357 | 5.4004
EU Green Revolution |  | Peak Day | 0 | 0 | 0 | 0 | 0 | Gas Consumption (GWh/d) |  | 0 | 13.432 | 13.432
[13 empty] | Efficiency | 2030 V1 | 2030 V3 | 2030 V4
Scenario | Data Option | GWh/d | 2017 | 2020 | 2025 | 2030 | 2035 | [5 empty] | Yearly Gas Plant Efficiency | 50% | 50% | 50% | Gas Average Weighted Efficiency | 50%
Green Evolution | Own Data | Yearly Average | 0 | 0 | 0 | 0 | 0
Green Evolution | Own Data | 14 Day Peak | 0 | 0 | 0 | 0 | 0 | [5 empty] | Yearly Load Factors | 2030 V1 | 2030 V3 | 2030 V4
Green Evolution | Own Data | Peak Day | 0 | 0 | 0 | 0 | 0 | [5 empty] | Yearly Gas Load Factor Maximum | 75% | 75% | 75%
[9 empty] | ENTSO-E Hist | 2030 V1 | 2030 V3 | 2030 V4 | Yearly Gas Load Factor Minimum | 10% | 10% | 10% |  | ENTSO-E Hist | 2030 V1 | 2030 V3 | 2030 V4
Scenario | Data Option | GWh/d | 2017 | 2020 | 2025 | 2030 | 2035 | e-MW - Net Generation Capacity | 2015 | 2030 | 2030 | 2030 |  |  |  |  | e-MW - Net Generation Capacity | 2015 | 2030 | 2030 | 2030
Blue Transition | Own Data | Yearly Average | 0 | 0 | 0 | 0 | 0 | Nuclear | 0 | 0 | 0 | 0 | Yearly Coal Load Factor Maximum | 75% | 75% | 75% | Nuclear | 0 | 0 | 0 | 0
Blue Transition | Own Data | 14 Day Peak | 0 | 0 | 0 | 0 | 0 | Hydro | 1620 | 1156 | 1206 | 1351 | Yearly Coal Load Factor Minimum | 10% | 10% | 10% | Hydro | 1620 | 1156 | 1206 | 1351
Blue Transition | Own Data | Peak Day | 0 | 0 | 0 | 0 | 0 | Hydro - pump | 440 | 951 | 1111 | 1267 |  |  |  |  | Hydro - pump | 440 | 951 | 1111 | 1267
[8 empty] | Others - RES | 0 | 0 | 0 | 0 | 2 Week Load Factors | 2030 V1 | 2030 V3 | 2030 V4 | Others - RES | 0 | 0 | 0 | 0
Scenario | Data Option | GWh/d | 2017 | 2020 | 2025 | 2030 | 2035 | Others - Non RES | 0 | 300 | 0 | 0 | 2W Gas Load Factor Maximum | 85% | 85% | 85% | Others - Non RES | 0 | 300 | 0 | 0
Slow Progression | Own Data | Yearly Average | 0 | 0 | 0 | 0 | 0 | Gas | 0 | 0 | 373.11 | 373.11 | 2W Gas Load Factor Minimum | 10% | 10% | 10% | Gas | 0 | 0 | 373.11 | 373.11
Slow Progression | Own Data | 14 Day Peak | 0 | 0 | 0 | 0 | 0 | Coal | 1578 | 2157.51 | 2157.51 | 942.51 |  |  |  |  | Coal | 1578 | 2157.51 | 2157.51 | 942.51
Slow Progression | Own Data | Peak Day | 0 | 0 | 0 | 0 | 0 | Oil | 0 | 0 | 0 | 0 | 2W Coal Load Factor Maximum | 85% | 85% | 85% | Oil | 0 | 0 | 0 | 0
[8 empty] | Wind | 0 | 640 | 900 | 770 | 2W Coal Load Factor Minimum | 10% | 10% | 10% | Wind | 0 | 640 | 900 | 770
[8 empty] | Solar | 0 | 100 | 100 | 100 |  |  |  |  | Solar | 0 | 100 | 100 | 100
[8 empty] | Biofuel | 0 | 0 | 0 | 0 | Peak Day Load Factors | 2030 V1 | 2030 V3 | 2030 V4 | Biofuel | 0 | 0 | 0 | 0
[8 empty] | Import | 0 | 3444 | 3444 | 3444 | Peak Day Gas Load Factor Maximum | 95% | 95% | 95% | Import |  | 3444 | 3444 | 3444
[8 empty] | Export | 0 | 3444 | 3444 | 3444 | Peak Day Gas Load Factor Minimum | 10% | 10% | 10% | Export |  | 3444 | 3444 | 3444
[8 empty] | e-GWh/y - Generation | ENTSO-E Hist | 2030 V1 | 2030 V3 | 2030 V4 | Peak Day Coal Load Factor Maximum | 95% | 95% | 95% | e-GWh/y - Generation | ENTSO-E Hist | 2030 V1 | 2030 V3 | 2030 V4
[8 empty] | Nuclear | 0 | 0 | 0 | 0 | Peak Day Coal Load Factor Minimum | 10% | 10% | 10% | Nuclear | 0 | 0 | 0 | 0
[8 empty] | Hydro | 5637 | 3170.6597 | 3393.927 | 4033.0115 |  |  |  |  | Hydro | 5637 | 3170.6597 | 3393.927 | 4033.0115
[8 empty] | Hydro - pump | 13 | 2147.435 | 2283.8459 | 2733.8093 |  |  |  |  | Hydro - pump | 13 | 2147.435 | 2283.8459 | 2733.8093
[8 empty] | Others - RES | 0 | 0 | 0 | 0 |  |  |  |  | Others - RES | 0 | 0 | 0 | 0
[8 empty] | Others - Non RES | 0 | 873.6028 | 0 | 0 | Thermal Gap Results |  |  |  | Others - Non RES | 0 | 873.6028 | 0 | 0
[8 empty] | Gas | 0 | 0 | 461.0562 | 1113.6992 |  | 2030 V1 | 2030 V3 | 2030 V4 | Gas | 0 | 0 | 461.0562 | 1113.6992
[8 empty] | Coal | 8516 | 15574.4214 | 5730.8213 | 6386.5098 | Thermal Gap (e-GWh/y) | 15574.4214 | 6191.8775 | 7500.209 | Coal | 8516 | 15574.4214 | 5730.8213 | 6386.5098
[8 empty] | Oil | 0 | 0 | 0 | 0 | Thermal Gap (e-GWh/d) | 42.6696 | 16.964 | 20.5485 | Oil | 0 | 0 | 0 | 0
[8 empty] | Wind | 0 | 1004.9034 | 1413.1071 | 1209.0338 |  |  |  |  | Wind | 0 | 1004.9034 | 1413.1071 | 1209.0338
[8 empty] | Solar | 0 | 132.7391 | 132.7391 | 132.7391 |  |  |  |  | Solar | 0 | 132.7391 | 132.7391 | 132.7391
[8 empty] | Biofuel | 0 | 0 | 0 | 0 |  |  |  |  | Biofuel | 0 | 0 | 0 | 0
[8 empty] | Annual demand (e-GWh/y) | 12020 | 15613.0039 | 15289.2607 | 15742.6894 |  |  |  |  | Annual demand (e-GWh/y) | 12020 | 15613.0039 | 15289.2607 | 15742.6894
[8 empty] | Net imports (e-GWh/y) | -2146 | -7290.7573 | 1873.7642 | 133.8869 | Thermal Gap | Min Gas | Max Gas | Max Gas | Net imports (e-GWh/y) | -2146 | -7290.7573 | 1873.7642 | 133.8869
[14 empty] | 2030 V1 | 2030 V3 | 2030 V4
[8 empty] | Net Demand (e-GWh/y) | 14166 | 22903.7612 | 13415.4965 | 15608.8026 | Thermal Gap (e-GWh/y) | 0 | 2451.3327 | 2451.3327 | Net Demand (e-GWh/y) | 14166 | 22903.7612 | 13415.4965 | 15608.8026
[13 empty] | Thermal Gap (e-GWh/d) | 0 | 6.716 | 6.716
[8 empty] | Yearly Load Factors | [8 empty] | Yearly Load Factors
[8 empty] | Calculated from capacity and generation data | ENTSO-E Hist | 2030 V1 | 2030 V3 | 2030 V4 |  |  |  |  | Calculated from capacity and generation data | ENTSO-E Hist | 2030 V1 | 2030 V3 | 2030 V4
[8 empty] | Nuclear | 0% | 0% | 0% | 0% |  |  |  |  | Nuclear | 0% | 0% | 0% | 0%
[8 empty] | Hydro | 39.72% | 31.31% | 32.13% | 34.08% |  |  |  |  | Hydro | 39.72% | 31.31% | 32.13% | 34.08%
[8 empty] | Hydro - pump | 0.3373% | 25.78% | 23.47% | 24.63% |  |  |  |  | Hydro - pump | 0.3373% | 25.78% | 23.47% | 24.63%
[8 empty] | Others - RES | 0% | 0% | 0% | 0% |  |  |  |  | Others - RES | 0% | 0% | 0% | 0%
[8 empty] | Others - Non RES | 0% | 33.24% | 0% | 0% |  |  |  |  | Others - Non RES | 0% | 33.24% | 0% | 0%
[8 empty] | Gas | 0% | 0% | 14.11% | 34.07% |  |  |  |  | Gas | 0% | 0% | 14.11% | 34.07%
[8 empty] | Coal | 61.61% | 82.41% | 30.32% | 77.35% |  |  |  |  | Coal | 61.61% | 82.41% | 30.32% | 77.35%
[8 empty] | Oil | 0% | 0% | 0% | 0% |  |  |  |  | Oil | 0% | 0% | 0% | 0%
[8 empty] | Wind | 0% | 17.92% | 17.92% | 17.92% |  |  |  |  | Wind | 0% | 17.92% | 17.92% | 17.92%
[8 empty] | Solar | 0% | 15.15% | 15.15% | 15.15% |  |  |  |  | Solar | 0% | 15.15% | 15.15% | 15.15%
[8 empty] | Biofuel | 0% | 0% | 0% | 0% |  |  |  |  | Biofuel | 0% | 0% | 0% | 0%
Note on AI48: Positive = Import Negative = Export

## BE_Assumptions
TYNDP 2017 | [7 empty] | ELECTRICITY SCENARIOS | Thermal Gap Approach |  |  | BE |  |  |  |  | ELECTRICITY SCENARIOS | Data Source: ENTSOE TYNDP 2016 |  |  |  | BE
[17 empty] | e-(energy unit) signifies electricity value | https://www.entsoe.eu/Documents/TYNDP%20documents/TYNDP%202016/rgips/TYNDP2016%20Scenario%20Development%20Report%20-%20Final.pdf
Scenarios Gas Demand for Power Generation
BE | [9 empty] | Slow Progression | Blue Transition | Green Revolution |  | Slow Progression | Blue Transition | Green Revolution |  |  | Slow Progression | Blue Transition | Green Revolution |  | Slow Progression | Blue Transition | Green Revolution
Scenario | Data Option | GWh/d | 2017 | 2020 | 2025 | 2030 | 2035 | Gas Demand for Power |  | Min Gas | Max Gas | Max Gas | INPUT PARAMETERS |  |  |  | Gas Demand for Power | ENTSO-E Hist | 2030 V1 | 2030 V3 | 2030 V4 | Yearly Gas Statistics | 2030 V1 | 2030 V3 | 2030 V4
EU Green Revolution |  | Yearly Average | 110.505 | 104.301 | 93.9608 | 83.6207 | 83.6207 |  |  | 2030 V1 | 2030 V3 | 2030 V4 |  | 2030 V1 | 2030 V3 | 2030 V4 | Gas Consumption (GWh/y) | 41844 | 4472.3343 | 17056.0236 | 27118.8 | Gas Average Weighted Efficiency | 56.5% | 56.5% | 56.27%
EU Green Revolution |  | 14 Day Peak | 211.32 | 196.0474 | 453.4923 | 483.4557 | 456.6351 | Gas Consumption (GWh/y) |  | 5053.7378 | 19273.3066 | 30521.5639 | Share of Gas in Others - Non RES | 0% | 0% | 0% | Gas Consumption (GWh/d) | 114.6411 | 12.253 | 46.7288 | 74.2981
EU Green Revolution |  | Peak Day | 211.32 | 196.0474 | 453.4923 | 483.4557 | 456.6351 | Gas Consumption (GWh/d) |  | 13.8459 | 52.8036 | 83.6207
[13 empty] | Efficiency | 2030 V1 | 2030 V3 | 2030 V4
Scenario | Data Option | GWh/d | 2017 | 2020 | 2025 | 2030 | 2035 | [5 empty] | Yearly Gas Plant Efficiency | 50% | 50% | 50% | Gas Average Weighted Efficiency | 50%
Green Evolution | Own Data | Yearly Average | 88 | 82 | 191 | 192 | 148
Green Evolution | Own Data | 14 Day Peak | 211.32 | 196.0474 | 453.4923 | 483.4557 | 456.6351 | [5 empty] | Yearly Load Factors | 2030 V1 | 2030 V3 | 2030 V4
Green Evolution | Own Data | Peak Day | 211.32 | 196.0474 | 453.4923 | 483.4557 | 456.6351 | [5 empty] | Yearly Gas Load Factor Maximum | 75% | 75% | 75%
[9 empty] | ENTSO-E Hist | 2030 V1 | 2030 V3 | 2030 V4 | Yearly Gas Load Factor Minimum | 10% | 10% | 10% |  | ENTSO-E Hist | 2030 V1 | 2030 V3 | 2030 V4
Scenario | Data Option | GWh/d | 2017 | 2020 | 2025 | 2030 | 2035 | e-MW - Net Generation Capacity | 2015 | 2030 | 2030 | 2030 |  |  |  |  | e-MW - Net Generation Capacity | 2015 | 2030 | 2030 | 2030
Blue Transition | Own Data | Yearly Average | 97 | 89 | 213 | 237 | 216 | Nuclear | 5926 | 0 | 0 | 0 | Yearly Coal Load Factor Maximum | 75% | 75% | 75% | Nuclear | 5926 | 0 | 0 | 0
Blue Transition | Own Data | 14 Day Peak | 234.6826 | 228.649 | 506.432 | 541.335 | 519.454 | Hydro | 117 | 130 | 130 | 130 | Yearly Coal Load Factor Minimum | 10% | 10% | 10% | Hydro | 117 | 130 | 130 | 130
Blue Transition | Own Data | Peak Day | 234.6826 | 228.649 | 506.432 | 541.335 | 519.454 | Hydro - pump | 1308 | 1308 | 2600 | 2095.54 |  |  |  |  | Hydro - pump | 1308 | 1308 | 2600 | 2095.54
[8 empty] | Others - RES | 0 | 1700 | 2500 | 2500 | 2 Week Load Factors | 2030 V1 | 2030 V3 | 2030 V4 | Others - RES | 0 | 1700 | 2500 | 2500
Scenario | Data Option | GWh/d | 2017 | 2020 | 2025 | 2030 | 2035 | Others - Non RES | 0 | 3200 | 3200 | 3200 | 2W Gas Load Factor Maximum | 85% | 85% | 85% | Others - Non RES | 0 | 3200 | 3200 | 3200
Slow Progression | Own Data | Yearly Average | 84 | 79 | 94 | 99 | 147 | Gas | 6019 | 7370 | 6840 | 6840 | 2W Gas Load Factor Minimum | 10% | 10% | 10% | Gas | 6019 | 7370 | 6840 | 6840
Slow Progression | Own Data | 14 Day Peak | 234.6826 | 228.649 | 308.0984 | 341.3719 | 550.5654 | Coal | 410 | 0 | 0 | 0 |  |  |  |  | Coal | 410 | 0 | 0 | 0
Slow Progression | Own Data | Peak Day | 234.6826 | 228.649 | 308.0984 | 341.3719 | 550.5654 | Oil | 210 | 0 | 0 | 0 | 2W Coal Load Factor Maximum | 85% | 85% | 85% | Oil | 210 | 0 | 0 | 0
[8 empty] | Wind | 1939 | 4900 | 8500 | 7517.77 | 2W Coal Load Factor Minimum | 10% | 10% | 10% | Wind | 1939 | 4900 | 8500 | 7517.77
[8 empty] | Solar | 2986 | 4050 | 5800 | 4925 |  |  |  |  | Solar | 2986 | 4050 | 5800 | 4925
[8 empty] | Biofuel | 1190 | 0 | 0 | 0 | Peak Day Load Factors | 2030 V1 | 2030 V3 | 2030 V4 | Biofuel | 1190 | 0 | 0 | 0
[8 empty] | Import | 0 | 8280 | 8280 | 8280 | Peak Day Gas Load Factor Maximum | 95% | 95% | 95% | Import |  | 8280 | 8280 | 8280
[8 empty] | Export | 0 | 8280 | 8280 | 8280 | Peak Day Gas Load Factor Minimum | 10% | 10% | 10% | Export |  | 8280 | 8280 | 8280
[8 empty] | e-GWh/y - Generation | ENTSO-E Hist | 2030 V1 | 2030 V3 | 2030 V4 | Peak Day Coal Load Factor Maximum | 95% | 95% | 95% | e-GWh/y - Generation | ENTSO-E Hist | 2030 V1 | 2030 V3 | 2030 V4
[8 empty] | Nuclear | 24572 | 0 | 0 | 0 | Peak Day Coal Load Factor Minimum | 10% | 10% | 10% | Nuclear | 24572 | 0 | 0 | 0
[8 empty] | Hydro | 282 | 433.776 | 433.776 | 433.776 |  |  |  |  | Hydro | 282 | 433.776 | 433.776 | 433.776
[8 empty] | Hydro - pump | 1067 | 985.1411 | 1155.6975 | 1130.3209 |  |  |  |  | Hydro - pump | 1067 | 985.1411 | 1155.6975 | 1130.3209
[8 empty] | Others - RES | 0 | 10336.4893 | 15200.6807 | 15200.6826 |  |  |  |  | Others - RES | 0 | 10336.4893 | 15200.6807 | 15200.6826
[8 empty] | Others - Non RES | 0 | 18605.3984 | 18605.4004 | 18605.3984 | Thermal Gap Results |  |  |  | Others - Non RES | 0 | 18605.3984 | 18605.4004 | 18605.3984
[8 empty] | Gas | 20922 | 2526.8689 | 9636.6533 | 15260.7819 |  | 2030 V1 | 2030 V3 | 2030 V4 | Gas | 20922 | 2526.8689 | 9636.6533 | 15260.7819
[8 empty] | Coal | 3806 | 0 | 0 | 0 | Thermal Gap (e-GWh/y) | 2526.8689 | 9636.6533 | 15260.7819 | Coal | 3806 | 0 | 0 | 0
[8 empty] | Oil | 52 | 0 | 0 | 0 | Thermal Gap (e-GWh/d) | 6.9229 | 26.4018 | 41.8104 | Oil | 52 | 0 | 0 | 0
[8 empty] | Wind | 5351 | 13346.876 | 23168.3662 | 21149.0889 |  |  |  |  | Wind | 5351 | 13346.876 | 23168.3662 | 21149.0889
[8 empty] | Solar | 3109 | 4518.2441 | 6470.5552 | 5494.3823 |  |  |  |  | Solar | 3109 | 4518.2441 | 6470.5552 | 5494.3823
[8 empty] | Biofuel | 5675 | 0 | 0 | 0 |  |  |  |  | Biofuel | 5675 | 0 | 0 | 0
[8 empty] | Annual demand (e-GWh/y) | 84403 | 94465.3906 | 87725.0391 | 94754 |  |  |  |  | Annual demand (e-GWh/y) | 84403 | 94465.3906 | 87725.0391 | 94754
[8 empty] | Net imports (e-GWh/y) | 19567 | 43712.5968 | 13053.9098 | 17479.5689 | Thermal Gap | Min Gas | Max Gas | Max Gas | Net imports (e-GWh/y) | 19567 | 43712.5968 | 13053.9098 | 17479.5689
[14 empty] | 2030 V1 | 2030 V3 | 2030 V4
[8 empty] | Net Demand (e-GWh/y) | 64836 | 50752.7938 | 74671.1293 | 77274.4311 | Thermal Gap (e-GWh/y) | 2526.8689 | 9636.6533 | 15260.7819 | Net Demand (e-GWh/y) | 64836 | 50752.7938 | 74671.1293 | 77274.4311
[13 empty] | Thermal Gap (e-GWh/d) | 6.9229 | 26.4018 | 41.8104
[8 empty] | Yearly Load Factors | [8 empty] | Yearly Load Factors
[8 empty] | Calculated from capacity and generation data | ENTSO-E Hist | 2030 V1 | 2030 V3 | 2030 V4 |  |  |  |  | Calculated from capacity and generation data | ENTSO-E Hist | 2030 V1 | 2030 V3 | 2030 V4
[8 empty] | Nuclear | 47.33% | 0% | 0% | 0% |  |  |  |  | Nuclear | 47.33% | 0% | 0% | 0%
[8 empty] | Hydro | 27.51% | 38.09% | 38.09% | 38.09% |  |  |  |  | Hydro | 27.51% | 38.09% | 38.09% | 38.09%
[8 empty] | Hydro - pump | 9.312% | 8.598% | 5.074% | 6.157% |  |  |  |  | Hydro - pump | 9.312% | 8.598% | 5.074% | 6.157%
[8 empty] | Others - RES | 0% | 69.41% | 69.41% | 69.41% |  |  |  |  | Others - RES | 0% | 69.41% | 69.41% | 69.41%
[8 empty] | Others - Non RES | 0% | 66.37% | 66.37% | 66.37% |  |  |  |  | Others - Non RES | 0% | 66.37% | 66.37% | 66.37%
[8 empty] | Gas | 39.68% | 3.914% | 16.08% | 25.47% |  |  |  |  | Gas | 39.68% | 3.914% | 16.08% | 25.47%
[8 empty] | Coal | 106% | 0% | 0% | 0% |  |  |  |  | Coal | 106% | 0% | 0% | 0%
[8 empty] | Oil | 2.827% | 0% | 0% | 0% |  |  |  |  | Oil | 2.827% | 0% | 0% | 0%
[8 empty] | Wind | 31.5% | 31.09% | 31.12% | 32.11% |  |  |  |  | Wind | 31.5% | 31.09% | 31.12% | 32.11%
[8 empty] | Solar | 11.89% | 12.74% | 12.74% | 12.74% |  |  |  |  | Solar | 11.89% | 12.74% | 12.74% | 12.74%
[8 empty] | Biofuel | 54.44% | 0% | 0% | 0% |  |  |  |  | Biofuel | 54.44% | 0% | 0% | 0%
Note on AI48: Positive = Import Negative = Export

## BG_Assumptions
TYNDP 2017 | [7 empty] | ELECTRICITY SCENARIOS | Thermal Gap Approach |  |  | BG |  |  |  |  | ELECTRICITY SCENARIOS | Data Source: ENTSOE TYNDP 2016 |  |  |  | BG
[17 empty] | e-(energy unit) signifies electricity value | https://www.entsoe.eu/Documents/TYNDP%20documents/TYNDP%202016/rgips/TYNDP2016%20Scenario%20Development%20Report%20-%20Final.pdf
Scenarios Gas Demand for Power Generation
BG | [9 empty] | Slow Progression | Blue Transition | Green Revolution |  | Slow Progression | Blue Transition | Green Revolution |  |  | Slow Progression | Blue Transition | Green Revolution |  | Slow Progression | Blue Transition | Green Revolution
Scenario | Data Option | GWh/d | 2017 | 2020 | 2025 | 2030 | 2035 | Gas Demand for Power |  | Min Gas | Max Gas | Max Gas | INPUT PARAMETERS |  |  |  | Gas Demand for Power | ENTSO-E Hist | 2030 V1 | 2030 V3 | 2030 V4 | Yearly Gas Statistics | 2030 V1 | 2030 V3 | 2030 V4
EU Green Revolution |  | Yearly Average | 32 | 35 | 45.0425 | 43.175 | 40.4031 |  |  | 2030 V1 | 2030 V3 | 2030 V4 |  | 2030 V1 | 2030 V3 | 2030 V4 | Gas Consumption (GWh/y) | 2642 | 0 | 114.5015 | 1208.7959 | Gas Average Weighted Efficiency | 0% | 48.5% | 48.18%
EU Green Revolution |  | 14 Day Peak | 60 | 66 | 98 | 101 | 101 | Gas Consumption (GWh/y) |  | 1419.2076 | 2628.0876 | 2628.0876 | Share of Gas in Others - Non RES | 0% | 0% | 0% | Gas Consumption (GWh/d) | 7.2384 | 0 | 0.3137 | 3.3118
EU Green Revolution |  | Peak Day | 70 | 77 | 115 | 118 | 118 | Gas Consumption (GWh/d) |  | 3.8882 | 7.2002 | 7.2002
[13 empty] | Efficiency | 2030 V1 | 2030 V3 | 2030 V4
Scenario | Data Option | GWh/d | 2017 | 2020 | 2025 | 2030 | 2035 | [5 empty] | Yearly Gas Plant Efficiency | 50% | 50% | 50% | Gas Average Weighted Efficiency | 50%
Green Evolution | Own Data | Yearly Average | 32 | 35 | 48 | 49 | 49
Green Evolution | Own Data | 14 Day Peak | 60 | 66 | 98 | 101 | 101 | [5 empty] | Yearly Load Factors | 2030 V1 | 2030 V3 | 2030 V4
Green Evolution | Own Data | Peak Day | 70 | 77 | 115 | 118 | 118 | [5 empty] | Yearly Gas Load Factor Maximum | 75% | 75% | 75%
[9 empty] | ENTSO-E Hist | 2030 V1 | 2030 V3 | 2030 V4 | Yearly Gas Load Factor Minimum | 10% | 10% | 10% |  | ENTSO-E Hist | 2030 V1 | 2030 V3 | 2030 V4
Scenario | Data Option | GWh/d | 2017 | 2020 | 2025 | 2030 | 2035 | e-MW - Net Generation Capacity | 2015 | 2030 | 2030 | 2030 |  |  |  |  | e-MW - Net Generation Capacity | 2015 | 2030 | 2030 | 2030
Blue Transition | Own Data | Yearly Average | 32 | 35 | 48 | 49 | 49 | Nuclear | 2000 | 2000 | 2000 | 2000 | Yearly Coal Load Factor Maximum | 75% | 75% | 75% | Nuclear | 2000 | 2000 | 2000 | 2000
Blue Transition | Own Data | 14 Day Peak | 60 | 66 | 98 | 101 | 101 | Hydro | 2327 | 350 | 500 | 500 | Yearly Coal Load Factor Minimum | 10% | 10% | 10% | Hydro | 2327 | 350 | 500 | 500
Blue Transition | Own Data | Peak Day | 70 | 77 | 115 | 118 | 118 | Hydro - pump | 864 | 2800 | 2968 | 2968 |  |  |  |  | Hydro - pump | 864 | 2800 | 2968 | 2968
[8 empty] | Others - RES | 0 | 0 | 0 | 0 | 2 Week Load Factors | 2030 V1 | 2030 V3 | 2030 V4 | Others - RES | 0 | 0 | 0 | 0
Scenario | Data Option | GWh/d | 2017 | 2020 | 2025 | 2030 | 2035 | Others - Non RES | 0 | 0 | 0 | 0 | 2W Gas Load Factor Maximum | 85% | 85% | 85% | Others - Non RES | 0 | 0 | 0 | 0
Slow Progression | Own Data | Yearly Average | 32 | 35 | 48 | 49 | 49 | Gas | 838 | 810.05 | 1500.05 | 1500.05 | 2W Gas Load Factor Minimum | 10% | 10% | 10% | Gas | 838 | 810.05 | 1500.05 | 1500.05
Slow Progression | Own Data | 14 Day Peak | 60 | 66 | 98 | 101 | 101 | Coal | 5747 | 4710.02 | 4009.94 | 709.94 |  |  |  |  | Coal | 5747 | 4710.02 | 4009.94 | 709.94
Slow Progression | Own Data | Peak Day | 70 | 77 | 115 | 118 | 118 | Oil | 0 | 0 | 0 | 0 | 2W Coal Load Factor Maximum | 85% | 85% | 85% | Oil | 0 | 0 | 0 | 0
[8 empty] | Wind | 701 | 1200 | 1700 | 1450 | 2W Coal Load Factor Minimum | 10% | 10% | 10% | Wind | 701 | 1200 | 1700 | 1450
[8 empty] | Solar | 1039 | 1800 | 2300 | 2597.8501 |  |  |  |  | Solar | 1039 | 1800 | 2300 | 2597.8501
[8 empty] | Biofuel | 47 | 0 | 0 | 0 | Peak Day Load Factors | 2030 V1 | 2030 V3 | 2030 V4 | Biofuel | 47 | 0 | 0 | 0
[8 empty] | Import | 0 | 4258 | 4258 | 4258 | Peak Day Gas Load Factor Maximum | 95% | 95% | 95% | Import |  | 4258 | 4258 | 4258
[8 empty] | Export | 0 | 4258 | 4258 | 4258 | Peak Day Gas Load Factor Minimum | 10% | 10% | 10% | Export |  | 4258 | 4258 | 4258
[8 empty] | e-GWh/y - Generation | ENTSO-E Hist | 2030 V1 | 2030 V3 | 2030 V4 | Peak Day Coal Load Factor Maximum | 95% | 95% | 95% | e-GWh/y - Generation | ENTSO-E Hist | 2030 V1 | 2030 V3 | 2030 V4
[8 empty] | Nuclear | 14305 | 14117.5674 | 13839.3779 | 13981.1504 | Peak Day Coal Load Factor Minimum | 10% | 10% | 10% | Nuclear | 14305 | 14117.5674 | 13839.3779 | 13981.1504
[8 empty] | Hydro | 5678 | 1093.5121 | 1740.8169 | 1740.8169 |  |  |  |  | Hydro | 5678 | 1093.5121 | 1740.8169 | 1740.8169
[8 empty] | Hydro - pump | 477 | 1549.8328 | 4826.8428 | 4833.8149 |  |  |  |  | Hydro - pump | 477 | 1549.8328 | 4826.8428 | 4833.8149
[8 empty] | Others - RES | 0 | 0 | 0 | 0 |  |  |  |  | Others - RES | 0 | 0 | 0 | 0
[8 empty] | Others - Non RES | 0 | 0 | 0 | 0 | Thermal Gap Results |  |  |  | Others - Non RES | 0 | 0 | 0 | 0
[8 empty] | Gas | 1321 | 0 | 55.5332 | 582.4303 |  | 2030 V1 | 2030 V3 | 2030 V4 | Gas | 1321 | 0 | 55.5332 | 582.4303
[8 empty] | Coal | 19738 | 30083.5581 | 8.7071 | 160.9561 | Thermal Gap (e-GWh/y) | 30083.5581 | 64.2403 | 743.3864 | Coal | 19738 | 30083.5581 | 8.7071 | 160.9561
[8 empty] | Oil | 0 | 0 | 0 | 0 | Thermal Gap (e-GWh/d) | 82.4207 | 0.176 | 2.0367 | Oil | 0 | 0 | 0 | 0
[8 empty] | Wind | 1436 | 1917.7661 | 2716.835 | 2317.3035 |  |  |  |  | Wind | 1436 | 1917.7661 | 2716.835 | 2317.3035
[8 empty] | Solar | 1371 | 2481.2439 | 3170.4314 | 3581.0002 |  |  |  |  | Solar | 1371 | 2481.2439 | 3170.4314 | 3581.0002
[8 empty] | Biofuel | 193 | 0 | 0 | 0 |  |  |  |  | Biofuel | 193 | 0 | 0 | 0
[8 empty] | Annual demand (e-GWh/y) | 33244 | 40725.8125 | 35253.5625 | 40728.3359 |  |  |  |  | Annual demand (e-GWh/y) | 33244 | 40725.8125 | 35253.5625 | 40728.3359
[8 empty] | Net imports (e-GWh/y) | -11275 | -10517.6678 | 8895.0182 | 13530.8636 | Thermal Gap | Min Gas | Max Gas | Max Gas | Net imports (e-GWh/y) | -11275 | -10517.6678 | 8895.0182 | 13530.8636
[14 empty] | 2030 V1 | 2030 V3 | 2030 V4
[8 empty] | Net Demand (e-GWh/y) | 44519 | 51243.4803 | 26358.5443 | 27197.4724 | Thermal Gap (e-GWh/y) | 709.6038 | 1314.0438 | 1314.0438 | Net Demand (e-GWh/y) | 44519 | 51243.4803 | 26358.5443 | 27197.4724
[13 empty] | Thermal Gap (e-GWh/d) | 1.9441 | 3.6001 | 3.6001
[8 empty] | Yearly Load Factors | [8 empty] | Yearly Load Factors
[8 empty] | Calculated from capacity and generation data | ENTSO-E Hist | 2030 V1 | 2030 V3 | 2030 V4 |  |  |  |  | Calculated from capacity and generation data | ENTSO-E Hist | 2030 V1 | 2030 V3 | 2030 V4
[8 empty] | Nuclear | 81.65% | 80.58% | 78.99% | 79.8% |  |  |  |  | Nuclear | 81.65% | 80.58% | 78.99% | 79.8%
[8 empty] | Hydro | 27.85% | 35.67% | 39.74% | 39.74% |  |  |  |  | Hydro | 27.85% | 35.67% | 39.74% | 39.74%
[8 empty] | Hydro - pump | 6.302% | 6.319% | 18.57% | 18.59% |  |  |  |  | Hydro - pump | 6.302% | 6.319% | 18.57% | 18.59%
[8 empty] | Others - RES | 0% | 0% | 0% | 0% |  |  |  |  | Others - RES | 0% | 0% | 0% | 0%
[8 empty] | Others - Non RES | 0% | 0% | 0% | 0% |  |  |  |  | Others - Non RES | 0% | 0% | 0% | 0%
[8 empty] | Gas | 18% | 0% | 0.4226% | 4.432% |  |  |  |  | Gas | 18% | 0% | 0.4226% | 4.432%
[8 empty] | Coal | 39.21% | 72.91% | 0.02479% | 2.588% |  |  |  |  | Coal | 39.21% | 72.91% | 0.02479% | 2.588%
[8 empty] | Oil | 0% | 0% | 0% | 0% |  |  |  |  | Oil | 0% | 0% | 0% | 0%
[8 empty] | Wind | 23.38% | 18.24% | 18.24% | 18.24% |  |  |  |  | Wind | 23.38% | 18.24% | 18.24% | 18.24%
[8 empty] | Solar | 15.06% | 15.74% | 15.74% | 15.74% |  |  |  |  | Solar | 15.06% | 15.74% | 15.74% | 15.74%
[8 empty] | Biofuel | 46.88% | 0% | 0% | 0% |  |  |  |  | Biofuel | 46.88% | 0% | 0% | 0%
Note on AI48: Positive = Import Negative = Export

## CH_Assumptions
TYNDP 2017 | [7 empty] | ELECTRICITY SCENARIOS | Thermal Gap Approach |  |  | CH |  |  |  |  | ELECTRICITY SCENARIOS | Data Source: ENTSOE TYNDP 2016 |  |  |  | CH
[17 empty] | e-(energy unit) signifies electricity value | https://www.entsoe.eu/Documents/TYNDP%20documents/TYNDP%202016/rgips/TYNDP2016%20Scenario%20Development%20Report%20-%20Final.pdf
Scenarios Gas Demand for Power Generation
CH | [9 empty] | Slow Progression | Blue Transition | Green Revolution |  | Slow Progression | Blue Transition | Green Revolution |  |  | Slow Progression | Blue Transition | Green Revolution |  | Slow Progression | Blue Transition | Green Revolution
Scenario | Data Option | GWh/d | 2017 | 2020 | 2025 | 2030 | 2035 | Gas Demand for Power |  | Min Gas | Max Gas | Max Gas | INPUT PARAMETERS |  |  |  | Gas Demand for Power | ENTSO-E Hist | 2030 V1 | 2030 V3 | 2030 V4 | Yearly Gas Statistics | 2030 V1 | 2030 V3 | 2030 V4
EU Green Revolution |  | Yearly Average | 0 | 0 | 0 | 0 | 0 |  |  | 2030 V1 | 2030 V3 | 2030 V4 |  | 2030 V1 | 2030 V3 | 2030 V4 | Gas Consumption (GWh/y) | 0 | 0 | 0 | 0 | Gas Average Weighted Efficiency | 0% | 0% | 0%
EU Green Revolution |  | 14 Day Peak | 0 | 0 | 0 | 0 | 0 | Gas Consumption (GWh/y) |  | 0 | 0 | 0 | Share of Gas in Others - Non RES | 0% | 0% | 0% | Gas Consumption (GWh/d) | 0 | 0 | 0 | 0
EU Green Revolution |  | Peak Day | 0 | 0 | 0 | 0 | 0 | Gas Consumption (GWh/d) |  | 0 | 0 | 0
[13 empty] | Efficiency | 2030 V1 | 2030 V3 | 2030 V4
Scenario | Data Option | GWh/d | 2017 | 2020 | 2025 | 2030 | 2035 | [5 empty] | Yearly Gas Plant Efficiency | 50% | 50% | 50% | Gas Average Weighted Efficiency | 50%
Green Evolution | Thermal Gap | Yearly Average | 0 | 0 | 0 | 0 | 0
Green Evolution | Own Data | 14 Day Peak | 0 | 0 | 0 | 0 | 0 | [5 empty] | Yearly Load Factors | 2030 V1 | 2030 V3 | 2030 V4
Green Evolution | Own Data | Peak Day | 0 | 0 | 0 | 0 | 0 | [5 empty] | Yearly Gas Load Factor Maximum | 75% | 75% | 75%
[9 empty] | ENTSO-E Hist | 2030 V1 | 2030 V3 | 2030 V4 | Yearly Gas Load Factor Minimum | 10% | 10% | 10% |  | ENTSO-E Hist | 2030 V1 | 2030 V3 | 2030 V4
Scenario | Data Option | GWh/d | 2017 | 2020 | 2025 | 2030 | 2035 | e-MW - Net Generation Capacity | 2015 | 2030 | 2030 | 2030 |  |  |  |  | e-MW - Net Generation Capacity | 2015 | 2030 | 2030 | 2030
Blue Transition | Thermal Gap | Yearly Average | 0 | 0 | 0 | 0 | 0 | Nuclear | 3333 | 2115 | 1145 | 1145 | Yearly Coal Load Factor Maximum | 75% | 75% | 75% | Nuclear | 3333 | 2115 | 1145 | 1145
Blue Transition | Own Data | 14 Day Peak | 0 | 0 | 0 | 0 | 0 | Hydro | 12445 | 4686 | 4686 | 4686 | Yearly Coal Load Factor Minimum | 10% | 10% | 10% | Hydro | 12445 | 4686 | 4686 | 4686
Blue Transition | Own Data | Peak Day | 0 | 0 | 0 | 0 | 0 | Hydro - pump | 1383 | 13824 | 15474 | 15474 |  |  |  |  | Hydro - pump | 1383 | 13824 | 15474 | 15474
[8 empty] | Others - RES | 0 | 600 | 1120 | 1120 | 2 Week Load Factors | 2030 V1 | 2030 V3 | 2030 V4 | Others - RES | 0 | 600 | 1120 | 1120
Scenario | Data Option | GWh/d | 2017 | 2020 | 2025 | 2030 | 2035 | Others - Non RES | 501.5 | 850 | 990 | 990 | 2W Gas Load Factor Maximum | 85% | 85% | 85% | Others - Non RES | 501.5 | 850 | 990 | 990
Slow Progression | Thermal Gap | Yearly Average | 0 | 0 | 0 | 0 | 0 | Gas | 0 | 0 | 0 | 0 | 2W Gas Load Factor Minimum | 10% | 10% | 10% | Gas | 0 | 0 | 0 | 0
Slow Progression | Own Data | 14 Day Peak | 0 | 0 | 0 | 0 | 0 | Coal | 0 | 0 | 0 | 0 |  |  |  |  | Coal | 0 | 0 | 0 | 0
Slow Progression | Own Data | Peak Day | 0 | 0 | 0 | 0 | 0 | Oil | 0 | 0 | 0 | 0 | 2W Coal Load Factor Maximum | 85% | 85% | 85% | Oil | 0 | 0 | 0 | 0
[8 empty] | Wind | 60 | 220 | 370 | 295 | 2W Coal Load Factor Minimum | 10% | 10% | 10% | Wind | 60 | 220 | 370 | 295
[8 empty] | Solar | 756 | 2550 | 4250 | 3692.1899 |  |  |  |  | Solar | 756 | 2550 | 4250 | 3692.1899
[8 empty] | Biofuel | 275 | 0 | 0 | 0 | Peak Day Load Factors | 2030 V1 | 2030 V3 | 2030 V4 | Biofuel | 275 | 0 | 0 | 0
[8 empty] | Import | 0 | 13940 | 13940 | 13940 | Peak Day Gas Load Factor Maximum | 95% | 95% | 95% | Import |  | 13940 | 13940 | 13940
[8 empty] | Export | 0 | 13940 | 13940 | 13940 | Peak Day Gas Load Factor Minimum | 10% | 10% | 10% | Export |  | 13940 | 13940 | 13940
[8 empty] | e-GWh/y - Generation | ENTSO-E Hist | 2030 V1 | 2030 V3 | 2030 V4 | Peak Day Coal Load Factor Maximum | 95% | 95% | 95% | e-GWh/y - Generation | ENTSO-E Hist | 2030 V1 | 2030 V3 | 2030 V4
[8 empty] | Nuclear | 22095 | 14701.334 | 7243.0396 | 7931.0269 | Peak Day Coal Load Factor Minimum | 10% | 10% | 10% | Nuclear | 22095 | 14701.334 | 7243.0396 | 7931.0269
[8 empty] | Hydro | 0 | 21303.7383 | 21632.0195 | 21632.0195 |  |  |  |  | Hydro | 0 | 21303.7383 | 21632.0195 | 21632.0195
[8 empty] | Hydro - pump | 39556 | 21606.8323 | 22835.4982 | 22844.0325 |  |  |  |  | Hydro - pump | 39556 | 21606.8323 | 22835.4982 | 22844.0325
[8 empty] | Others - RES | 2029 | 2262.6172 | 4202.0015 | 4202.0015 |  |  |  |  | Others - RES | 2029 | 2262.6172 | 4202.0015 | 4202.0015
[8 empty] | Others - Non RES | 2198 | 3188.6431 | 3686.5852 | 3686.5852 | Thermal Gap Results |  |  |  | Others - Non RES | 2198 | 3188.6431 | 3686.5852 | 3686.5852
[8 empty] | Gas | 0 | 0 | 0 | 0 |  | 2030 V1 | 2030 V3 | 2030 V4 | Gas | 0 | 0 | 0 | 0
[8 empty] | Coal | 0 | 0 | 0 | 0 | Thermal Gap (e-GWh/y) | 0 | 0 | 0 | Coal | 0 | 0 | 0 | 0
[8 empty] | Oil | 0 | 0 | 0 | 0 | Thermal Gap (e-GWh/d) | 0 | 0 | 0 | Oil | 0 | 0 | 0 | 0
[8 empty] | Wind | 132 | 363.3239 | 611.0409 | 487.197 |  |  |  |  | Wind | 132 | 363.3239 | 611.0409 | 487.197
[8 empty] | Solar | 0 | 3408.5862 | 5680.9453 | 4935.3398 |  |  |  |  | Solar | 0 | 3408.5862 | 5680.9453 | 4935.3398
[8 empty] | Biofuel | 0 | 0 | 0 | 0 |  |  |  |  | Biofuel | 0 | 0 | 0 | 0
[8 empty] | Annual demand (e-GWh/y) | 63410 | 70511.6562 | 64200.6914 | 70662.0938 |  |  |  |  | Annual demand (e-GWh/y) | 63410 | 70511.6562 | 64200.6914 | 70662.0938
[8 empty] | Net imports (e-GWh/y) | -2600 | 3676.5813 | -1690.4387 | 4943.8914 | Thermal Gap | Min Gas | Max Gas | Max Gas | Net imports (e-GWh/y) | -2600 | 3676.5813 | -1690.4387 | 4943.8914
[14 empty] | 2030 V1 | 2030 V3 | 2030 V4
[8 empty] | Net Demand (e-GWh/y) | 66010 | 66835.0749 | 65891.1301 | 65718.2024 | Thermal Gap (e-GWh/y) | 0 | 0 | 0 | Net Demand (e-GWh/y) | 66010 | 66835.0749 | 65891.1301 | 65718.2024
[13 empty] | Thermal Gap (e-GWh/d) | 0 | 0 | 0
[8 empty] | Yearly Load Factors | [8 empty] | Yearly Load Factors
[8 empty] | Calculated from capacity and generation data | ENTSO-E Hist | 2030 V1 | 2030 V3 | 2030 V4 |  |  |  |  | Calculated from capacity and generation data | ENTSO-E Hist | 2030 V1 | 2030 V3 | 2030 V4
[8 empty] | Nuclear | 75.68% | 79.35% | 72.21% | 79.07% |  |  |  |  | Nuclear | 75.68% | 79.35% | 72.21% | 79.07%
[8 empty] | Hydro | 0% | 51.9% | 52.7% | 52.7% |  |  |  |  | Hydro | 0% | 51.9% | 52.7% | 52.7%
[8 empty] | Hydro - pump | 326.5% | 17.84% | 16.85% | 16.85% |  |  |  |  | Hydro - pump | 326.5% | 17.84% | 16.85% | 16.85%
[8 empty] | Others - RES | 0% | 43.05% | 42.83% | 42.83% |  |  |  |  | Others - RES | 0% | 43.05% | 42.83% | 42.83%
[8 empty] | Others - Non RES | 50.03% | 42.82% | 42.51% | 42.51% |  |  |  |  | Others - Non RES | 50.03% | 42.82% | 42.51% | 42.51%
[8 empty] | Gas | 0% | 0% | 0% | 0% |  |  |  |  | Gas | 0% | 0% | 0% | 0%
[8 empty] | Coal | 0% | 0% | 0% | 0% |  |  |  |  | Coal | 0% | 0% | 0% | 0%
[8 empty] | Oil | 0% | 0% | 0% | 0% |  |  |  |  | Oil | 0% | 0% | 0% | 0%
[8 empty] | Wind | 25.11% | 18.85% | 18.85% | 18.85% |  |  |  |  | Wind | 25.11% | 18.85% | 18.85% | 18.85%
[8 empty] | Solar | 0% | 15.26% | 15.26% | 15.26% |  |  |  |  | Solar | 0% | 15.26% | 15.26% | 15.26%
[8 empty] | Biofuel | 0% | 0% | 0% | 0% |  |  |  |  | Biofuel | 0% | 0% | 0% | 0%
Note on AI48: Positive = Import Negative = Export

## CY_Assumptions
TYNDP 2017 | [7 empty] | ELECTRICITY SCENARIOS | Thermal Gap Approach |  |  | CY |  |  |  |  | ELECTRICITY SCENARIOS | Data Source: ENTSOE TYNDP 2016 |  |  |  | CY
[17 empty] | e-(energy unit) signifies electricity value | https://www.entsoe.eu/Documents/TYNDP%20documents/TYNDP%202016/rgips/TYNDP2016%20Scenario%20Development%20Report%20-%20Final.pdf
Scenarios Gas Demand for Power Generation
CY | [9 empty] | Slow Progression | Blue Transition | Green Revolution |  | Slow Progression | Blue Transition | Green Revolution |  |  | Slow Progression | Blue Transition | Green Revolution |  | Slow Progression | Blue Transition | Green Revolution
Scenario | Data Option | GWh/d | 2017 | 2020 | 2025 | 2030 | 2035 | Gas Demand for Power |  | Min Gas | Max Gas | Max Gas | INPUT PARAMETERS |  |  |  | Gas Demand for Power | ENTSO-E Hist | 2030 V1 | 2030 V3 | 2030 V4 | Yearly Gas Statistics | 2030 V1 | 2030 V3 | 2030 V4
EU Green Revolution |  | Yearly Average | 0 | 0 | 0 | 0 | 0 |  |  | 2030 V1 | 2030 V3 | 2030 V4 |  | 2030 V1 | 2030 V3 | 2030 V4 | Gas Consumption (GWh/y) | 0 | 10699.8228 | 7946.7303 | 4575.8796 | Gas Average Weighted Efficiency | 56.5% | 45.74% | 56.48%
EU Green Revolution |  | 14 Day Peak | 0 | 0 | 0 | 0 | 0 | Gas Consumption (GWh/y) |  | 12090.7998 | 7269.6655 | 5169.1487 | Share of Gas in Others - Non RES | 0% | 0% | 0% | Gas Consumption (GWh/d) | 0 | 29.3146 | 21.7719 | 12.5367
EU Green Revolution |  | Peak Day | 0 | 0 | 0 | 0 | 0 | Gas Consumption (GWh/d) |  | 33.1255 | 19.9169 | 14.1621
[13 empty] | Efficiency | 2030 V1 | 2030 V3 | 2030 V4
Scenario | Data Option | GWh/d | 2017 | 2020 | 2025 | 2030 | 2035 | [5 empty] | Yearly Gas Plant Efficiency | 50% | 50% | 50% | Gas Average Weighted Efficiency | 50%
Green Evolution | Own Data | Yearly Average | 0 | 0 | 0 | 0 | 0
Green Evolution | Own Data | 14 Day Peak | 0 | 0 | 0 | 0 | 0 | [5 empty] | Yearly Load Factors | 2030 V1 | 2030 V3 | 2030 V4
Green Evolution | Own Data | Peak Day | 0 | 0 | 0 | 0 | 0 | [5 empty] | Yearly Gas Load Factor Maximum | 75% | 75% | 75%
[9 empty] | ENTSO-E Hist | 2030 V1 | 2030 V3 | 2030 V4 | Yearly Gas Load Factor Minimum | 10% | 10% | 10% |  | ENTSO-E Hist | 2030 V1 | 2030 V3 | 2030 V4
Scenario | Data Option | GWh/d | 2017 | 2020 | 2025 | 2030 | 2035 | e-MW - Net Generation Capacity | 2015 | 2030 | 2030 | 2030 |  |  |  |  | e-MW - Net Generation Capacity | 2015 | 2030 | 2030 | 2030
Blue Transition | Own Data | Yearly Average | 0 | 0 | 0 | 0 | 0 | Nuclear | 0 | 0 | 0 | 0 | Yearly Coal Load Factor Maximum | 75% | 75% | 75% | Nuclear | 0 | 0 | 0 | 0
Blue Transition | Own Data | 14 Day Peak | 0 | 0 | 0 | 0 | 0 | Hydro | 0 | 0 | 0 | 0 | Yearly Coal Load Factor Minimum | 10% | 10% | 10% | Hydro | 0 | 0 | 0 | 0
Blue Transition | Own Data | Peak Day | 0 | 0 | 0 | 0 | 0 | Hydro - pump | 0 | 0 | 0 | 0 |  |  |  |  | Hydro - pump | 0 | 0 | 0 | 0
[8 empty] | Others - RES | 0 | 30 | 30 | 30 | 2 Week Load Factors | 2030 V1 | 2030 V3 | 2030 V4 | Others - RES | 0 | 30 | 30 | 30
Scenario | Data Option | GWh/d | 2017 | 2020 | 2025 | 2030 | 2035 | Others - Non RES | 0 | 0 | 0 | 0 | 2W Gas Load Factor Maximum | 85% | 85% | 85% | Others - Non RES | 0 | 0 | 0 | 0
Slow Progression | Own Data | Yearly Average | 0 | 0 | 0 | 0 | 0 | Gas | 0 | 1470 | 799.99 | 799.99 | 2W Gas Load Factor Minimum | 10% | 10% | 10% | Gas | 0 | 1470 | 799.99 | 799.99
Slow Progression | Own Data | 14 Day Peak | 0 | 0 | 0 | 0 | 0 | Coal | 0 | 0 | 0 | 0 |  |  |  |  | Coal | 0 | 0 | 0 | 0
Slow Progression | Own Data | Peak Day | 0 | 0 | 0 | 0 | 0 | Oil | 1477.5 | 190 | 284.98 | 284.98 | 2W Coal Load Factor Maximum | 85% | 85% | 85% | Oil | 1477.5 | 190 | 284.98 | 284.98
[8 empty] | Wind | 144.3 | 230 | 230 | 230 | 2W Coal Load Factor Minimum | 10% | 10% | 10% | Wind | 144.3 | 230 | 230 | 230
[8 empty] | Solar | 0 | 630 | 600 | 590 |  |  |  |  | Solar | 0 | 630 | 600 | 590
[8 empty] | Biofuel | 0 | 0 | 0 | 0 | Peak Day Load Factors | 2030 V1 | 2030 V3 | 2030 V4 | Biofuel | 0 | 0 | 0 | 0
[8 empty] | Import | 0 | 2000 | 2000 | 2000 | Peak Day Gas Load Factor Maximum | 95% | 95% | 95% | Import |  | 2000 | 2000 | 2000
[8 empty] | Export | 0 | 2000 | 2000 | 2000 | Peak Day Gas Load Factor Minimum | 10% | 10% | 10% | Export |  | 2000 | 2000 | 2000
[8 empty] | e-GWh/y - Generation | ENTSO-E Hist | 2030 V1 | 2030 V3 | 2030 V4 | Peak Day Coal Load Factor Maximum | 95% | 95% | 95% | e-GWh/y - Generation | ENTSO-E Hist | 2030 V1 | 2030 V3 | 2030 V4
[8 empty] | Nuclear | 0 | 0 | 0 | 0 | Peak Day Coal Load Factor Minimum | 10% | 10% | 10% | Nuclear | 0 | 0 | 0 | 0
[8 empty] | Hydro | 0 | 0 | 0 | 0 |  |  |  |  | Hydro | 0 | 0 | 0 | 0
[8 empty] | Hydro - pump | 0 | 0 | 0 | 0 |  |  |  |  | Hydro - pump | 0 | 0 | 0 | 0
[8 empty] | Others - RES | 0 | 139.7765 | 139.7765 | 139.7765 |  |  |  |  | Others - RES | 0 | 139.7765 | 139.7765 | 139.7765
[8 empty] | Others - Non RES | 0 | 0 | 0 | 0 | Thermal Gap Results |  |  |  | Others - Non RES | 0 | 0 | 0 | 0
[8 empty] | Gas | 0 | 6045.3999 | 3634.8328 | 2584.5743 |  | 2030 V1 | 2030 V3 | 2030 V4 | Gas | 0 | 6045.3999 | 3634.8328 | 2584.5743
[8 empty] | Coal | 0 | 0 | 0 | 0 | Thermal Gap (e-GWh/y) | 6045.3999 | 3634.8328 | 2584.5744 | Coal | 0 | 0 | 0 | 0
[8 empty] | Oil | 4174 | 0 | 0 | 0 | Thermal Gap (e-GWh/d) | 16.5627 | 9.9584 | 7.081 | Oil | 4174 | 0 | 0 | 0
[8 empty] | Wind | 231 | 173.706 | 173.706 | 173.706 |  |  |  |  | Wind | 231 | 173.706 | 173.706 | 173.706
[8 empty] | Solar | 0 | 1205.1366 | 1062.792 | 1046.6533 |  |  |  |  | Solar | 0 | 1205.1366 | 1062.792 | 1046.6533
[8 empty] | Biofuel | 0 | 0 | 0 | 0 |  |  |  |  | Biofuel | 0 | 0 | 0 | 0
[8 empty] | Annual demand (e-GWh/y) | 4405 | 5704.4565 | 4610.3594 | 6222.0728 |  |  |  |  | Annual demand (e-GWh/y) | 4405 | 5704.4565 | 4610.3594 | 6222.0728
[8 empty] | Net imports (e-GWh/y) | 0 | -1859.5625 | -400.7479 | 2277.3627 | Thermal Gap | Min Gas | Max Gas | Max Gas | Net imports (e-GWh/y) | 0 | -1859.5625 | -400.7479 | 2277.3627
[14 empty] | 2030 V1 | 2030 V3 | 2030 V4
[8 empty] | Net Demand (e-GWh/y) | 4405 | 7564.019 | 5011.1073 | 3944.7101 | Thermal Gap (e-GWh/y) | 6045.3999 | 3634.8328 | 2584.5744 | Net Demand (e-GWh/y) | 4405 | 7564.019 | 5011.1073 | 3944.7101
[13 empty] | Thermal Gap (e-GWh/d) | 16.5627 | 9.9584 | 7.081
[8 empty] | Yearly Load Factors | [8 empty] | Yearly Load Factors
[8 empty] | Calculated from capacity and generation data | ENTSO-E Hist | 2030 V1 | 2030 V3 | 2030 V4 |  |  |  |  | Calculated from capacity and generation data | ENTSO-E Hist | 2030 V1 | 2030 V3 | 2030 V4
[8 empty] | Nuclear | 0% | 0% | 0% | 0% |  |  |  |  | Nuclear | 0% | 0% | 0% | 0%
[8 empty] | Hydro | 0% | 0% | 0% | 0% |  |  |  |  | Hydro | 0% | 0% | 0% | 0%
[8 empty] | Hydro - pump | 0% | 0% | 0% | 0% |  |  |  |  | Hydro - pump | 0% | 0% | 0% | 0%
[8 empty] | Others - RES | 0% | 53.19% | 53.19% | 53.19% |  |  |  |  | Others - RES | 0% | 53.19% | 53.19% | 53.19%
[8 empty] | Others - Non RES | 0% | 0% | 0% | 0% |  |  |  |  | Others - Non RES | 0% | 0% | 0% | 0%
[8 empty] | Gas | 0% | 46.95% | 51.87% | 36.88% |  |  |  |  | Gas | 0% | 46.95% | 51.87% | 36.88%
[8 empty] | Coal | 0% | 0% | 0% | 0% |  |  |  |  | Coal | 0% | 0% | 0% | 0%
[8 empty] | Oil | 32.25% | 0% | 0% | 0% |  |  |  |  | Oil | 32.25% | 0% | 0% | 0%
[8 empty] | Wind | 18.27% | 8.622% | 8.622% | 8.622% |  |  |  |  | Wind | 18.27% | 8.622% | 8.622% | 8.622%
[8 empty] | Solar | 0% | 21.84% | 20.22% | 20.25% |  |  |  |  | Solar | 0% | 21.84% | 20.22% | 20.25%
[8 empty] | Biofuel | 0% | 0% | 0% | 0% |  |  |  |  | Biofuel | 0% | 0% | 0% | 0%
Note on AI48: Positive = Import Negative = Export

## CZ_Assumptions
TYNDP 2017 | [7 empty] | ELECTRICITY SCENARIOS | Thermal Gap Approach |  |  | CZ |  |  |  |  | ELECTRICITY SCENARIOS | Data Source: ENTSOE TYNDP 2016 |  |  |  | CZ
[17 empty] | e-(energy unit) signifies electricity value | https://www.entsoe.eu/Documents/TYNDP%20documents/TYNDP%202016/rgips/TYNDP2016%20Scenario%20Development%20Report%20-%20Final.pdf
Scenarios Gas Demand for Power Generation
CZ | [9 empty] | Slow Progression | Blue Transition | Green Revolution |  | Slow Progression | Blue Transition | Green Revolution |  |  | Slow Progression | Blue Transition | Green Revolution |  | Slow Progression | Blue Transition | Green Revolution
Scenario | Data Option | GWh/d | 2017 | 2020 | 2025 | 2030 | 2035 | Gas Demand for Power |  | Min Gas | Max Gas | Max Gas | INPUT PARAMETERS |  |  |  | Gas Demand for Power | ENTSO-E Hist | 2030 V1 | 2030 V3 | 2030 V4 | Yearly Gas Statistics | 2030 V1 | 2030 V3 | 2030 V4
EU Green Revolution |  | Yearly Average | 12.0548 | 16.4384 | 26.5029 | 54.3131 | 42.821 |  |  | 2030 V1 | 2030 V3 | 2030 V4 |  | 2030 V1 | 2030 V3 | 2030 V4 | Gas Consumption (GWh/y) | 10018 | 5199.1534 | 13820.8341 | 6946.9484 | Gas Average Weighted Efficiency | 49.87% | 47.75% | 56.4%
EU Green Revolution |  | 14 Day Peak | 14.4658 | 19.726 | 40.7671 | 74 | 80.5479 | Gas Consumption (GWh/y) |  | 8996.4791 | 26149.2574 | 26149.2574 | Share of Gas in Others - Non RES | 0% | 0% | 0% | Gas Consumption (GWh/d) | 27.4466 | 14.2443 | 37.8653 | 19.0327
EU Green Revolution |  | Peak Day | 43 | 43 | 50.9589 | 79.5205 | 100.6849 | Gas Consumption (GWh/d) |  | 24.6479 | 71.6418 | 71.6418
[13 empty] | Efficiency | 2030 V1 | 2030 V3 | 2030 V4
Scenario | Data Option | GWh/d | 2017 | 2020 | 2025 | 2030 | 2035 | [5 empty] | Yearly Gas Plant Efficiency | 50% | 50% | 50% | Gas Average Weighted Efficiency | 50%
Green Evolution | Thermal Gap | Yearly Average | 12.0548 | 16.4384 | 33.9726 | 71.6418 | 71.6418
Green Evolution | Own Data | 14 Day Peak | 14.4658 | 19.726 | 40.7671 | 74 | 80.5479 | [5 empty] | Yearly Load Factors | 2030 V1 | 2030 V3 | 2030 V4
Green Evolution | Own Data | Peak Day | 43 | 43 | 50.9589 | 79.5205 | 100.6849 | [5 empty] | Yearly Gas Load Factor Maximum | 75% | 75% | 75%
[9 empty] | ENTSO-E Hist | 2030 V1 | 2030 V3 | 2030 V4 | Yearly Gas Load Factor Minimum | 10% | 10% | 10% |  | ENTSO-E Hist | 2030 V1 | 2030 V3 | 2030 V4
Scenario | Data Option | GWh/d | 2017 | 2020 | 2025 | 2030 | 2035 | e-MW - Net Generation Capacity | 2015 | 2030 | 2030 | 2030 |  |  |  |  | e-MW - Net Generation Capacity | 2015 | 2030 | 2030 | 2030
Blue Transition | Thermal Gap | Yearly Average | 12.0548 | 16.4384 | 33.9726 | 71.6418 | 71.6418 | Nuclear | 4040 | 4140 | 1880 | 1880 | Yearly Coal Load Factor Maximum | 75% | 75% | 75% | Nuclear | 4040 | 4140 | 1880 | 1880
Blue Transition | Own Data | 14 Day Peak | 14.4658 | 19.726 | 44.0548 | 74.1986 | 84.9863 | Hydro | 1090 | 250 | 250 | 250 | Yearly Coal Load Factor Minimum | 10% | 10% | 10% | Hydro | 1090 | 250 | 250 | 250
Blue Transition | Own Data | Peak Day | 43 | 43 | 55.0685 | 89.3836 | 106.2329 | Hydro - pump | 1171 | 1920 | 1920 | 1920 |  |  |  |  | Hydro - pump | 1171 | 1920 | 1920 | 1920
[8 empty] | Others - RES | 0 | 1110 | 1110 | 1110 | 2 Week Load Factors | 2030 V1 | 2030 V3 | 2030 V4 | Others - RES | 0 | 1110 | 1110 | 1110
Scenario | Data Option | GWh/d | 2017 | 2020 | 2025 | 2030 | 2035 | Others - Non RES | 10031 | 0 | 0 | 0 | 2W Gas Load Factor Maximum | 85% | 85% | 85% | Others - Non RES | 10031 | 0 | 0 | 0
Slow Progression | Thermal Gap | Yearly Average | 12.3288 | 16.4384 | 37.5342 | 24.6479 | 24.6479 | Gas | 2023 | 2020.05 | 1990.05 | 1990.05 | 2W Gas Load Factor Minimum | 10% | 10% | 10% | Gas | 2023 | 2020.05 | 1990.05 | 1990.05
Slow Progression | Own Data | 14 Day Peak | 14.4658 | 19.726 | 45.0411 | 72.6575 | 80.7123 | Coal | 0 | 5639.8997 | 5639.8997 | 4733.9598 |  |  |  |  | Coal | 0 | 5639.8997 | 5639.8997 | 4733.9598
Slow Progression | Own Data | Peak Day | 43 | 43 | 56.3014 | 90.8219 | 100.8904 | Oil | 0 | 0 | 0 | 0 | 2W Coal Load Factor Maximum | 85% | 85% | 85% | Oil | 0 | 0 | 0 | 0
[8 empty] | Wind | 278 | 880 | 880 | 880 | 2W Coal Load Factor Minimum | 10% | 10% | 10% | Wind | 278 | 880 | 880 | 880
[8 empty] | Solar | 2061 | 3690 | 3690 | 3690 |  |  |  |  | Solar | 2061 | 3690 | 3690 | 3690
[8 empty] | Biofuel | 0 | 0 | 0 | 0 | Peak Day Load Factors | 2030 V1 | 2030 V3 | 2030 V4 | Biofuel | 0 | 0 | 0 | 0
[8 empty] | Import | 0 | 6400 | 6400 | 6400 | Peak Day Gas Load Factor Maximum | 95% | 95% | 95% | Import |  | 6400 | 6400 | 6400
[8 empty] | Export | 0 | 6400 | 6400 | 6400 | Peak Day Gas Load Factor Minimum | 10% | 10% | 10% | Export |  | 6400 | 6400 | 6400
[8 empty] | e-GWh/y - Generation | ENTSO-E Hist | 2030 V1 | 2030 V3 | 2030 V4 | Peak Day Coal Load Factor Maximum | 95% | 95% | 95% | e-GWh/y - Generation | ENTSO-E Hist | 2030 V1 | 2030 V3 | 2030 V4
[8 empty] | Nuclear | 25331 | 29199.3184 | 13022.7822 | 13012.3438 | Peak Day Coal Load Factor Minimum | 10% | 10% | 10% | Nuclear | 25331 | 29199.3184 | 13022.7822 | 13012.3438
[8 empty] | Hydro | 1624 | 1446.819 | 1446.819 | 1446.819 |  |  |  |  | Hydro | 1624 | 1446.819 | 1446.819 | 1446.819
[8 empty] | Hydro - pump | 1213 | 2367.2043 | 1945.6697 | 1877.2172 |  |  |  |  | Hydro - pump | 1213 | 2367.2043 | 1945.6697 | 1877.2172
[8 empty] | Others - RES | 2218 | 6684.7236 | 6684.7236 | 6684.7236 |  |  |  |  | Others - RES | 2218 | 6684.7236 | 6684.7236 | 6684.7236
[8 empty] | Others - Non RES | 3868 | 0 | 0 | 0 | Thermal Gap Results |  |  |  | Others - Non RES | 3868 | 0 | 0 | 0
[8 empty] | Gas | 5009 | 2593.0248 | 6600.1318 | 3917.9878 |  | 2030 V1 | 2030 V3 | 2030 V4 | Gas | 5009 | 2593.0248 | 6600.1318 | 3917.9878
[8 empty] | Coal | 33564 | 38959.3557 | 16934.0962 | 17924.6097 | Thermal Gap (e-GWh/y) | 41552.3806 | 23534.228 | 21842.5975 | Coal | 33564 | 38959.3557 | 16934.0962 | 17924.6097
[8 empty] | Oil | 37 | 0 | 0 | 0 | Thermal Gap (e-GWh/d) | 113.8421 | 64.4773 | 59.8427 | Oil | 37 | 0 | 0 | 0
[8 empty] | Wind | 560 | 1467.252 | 1467.252 | 1467.252 |  |  |  |  | Wind | 560 | 1467.252 | 1467.252 | 1467.252
[8 empty] | Solar | 2223 | 4360.2959 | 4360.2959 | 4360.2959 |  |  |  |  | Solar | 2223 | 4360.2959 | 4360.2959 | 4360.2959
[8 empty] | Biofuel | 1720 | 0 | 0 | 0 |  |  |  |  | Biofuel | 1720 | 0 | 0 | 0
[8 empty] | Annual demand (e-GWh/y) | 63238 | 74345.0312 | 68791.0703 | 73668.9922 |  |  |  |  | Annual demand (e-GWh/y) | 63238 | 74345.0312 | 68791.0703 | 73668.9922
[8 empty] | Net imports (e-GWh/y) | -14129 | -12732.9624 | 16329.2999 | 22977.7433 | Thermal Gap | Min Gas | Max Gas | Max Gas | Net imports (e-GWh/y) | -14129 | -12732.9624 | 16329.2999 | 22977.7433
[14 empty] | 2030 V1 | 2030 V3 | 2030 V4
[8 empty] | Net Demand (e-GWh/y) | 77367 | 87077.9937 | 52461.7704 | 50691.2489 | Thermal Gap (e-GWh/y) | 4498.2395 | 13074.6287 | 13074.6287 | Net Demand (e-GWh/y) | 77367 | 87077.9937 | 52461.7704 | 50691.2489
[13 empty] | Thermal Gap (e-GWh/d) | 12.3239 | 35.8209 | 35.8209
[8 empty] | Yearly Load Factors | [8 empty] | Yearly Load Factors
[8 empty] | Calculated from capacity and generation data | ENTSO-E Hist | 2030 V1 | 2030 V3 | 2030 V4 |  |  |  |  | Calculated from capacity and generation data | ENTSO-E Hist | 2030 V1 | 2030 V3 | 2030 V4
[8 empty] | Nuclear | 71.58% | 80.51% | 79.08% | 79.01% |  |  |  |  | Nuclear | 71.58% | 80.51% | 79.08% | 79.01%
[8 empty] | Hydro | 17.01% | 66.06% | 66.06% | 66.06% |  |  |  |  | Hydro | 17.01% | 66.06% | 66.06% | 66.06%
[8 empty] | Hydro - pump | 11.82% | 14.07% | 11.57% | 11.16% |  |  |  |  | Hydro - pump | 11.82% | 14.07% | 11.57% | 11.16%
[8 empty] | Others - RES | 0% | 68.75% | 68.75% | 68.75% |  |  |  |  | Others - RES | 0% | 68.75% | 68.75% | 68.75%
[8 empty] | Others - Non RES | 4.402% | 0% | 0% | 0% |  |  |  |  | Others - Non RES | 4.402% | 0% | 0% | 0%
[8 empty] | Gas | 28.27% | 14.65% | 37.86% | 22.47% |  |  |  |  | Gas | 28.27% | 14.65% | 37.86% | 22.47%
[8 empty] | Coal | 0% | 78.86% | 34.28% | 43.22% |  |  |  |  | Coal | 0% | 78.86% | 34.28% | 43.22%
[8 empty] | Oil | 0% | 0% | 0% | 0% |  |  |  |  | Oil | 0% | 0% | 0% | 0%
[8 empty] | Wind | 23% | 19.03% | 19.03% | 19.03% |  |  |  |  | Wind | 23% | 19.03% | 19.03% | 19.03%
[8 empty] | Solar | 12.31% | 13.49% | 13.49% | 13.49% |  |  |  |  | Solar | 12.31% | 13.49% | 13.49% | 13.49%
[8 empty] | Biofuel | 0% | 0% | 0% | 0% |  |  |  |  | Biofuel | 0% | 0% | 0% | 0%
Note on AI48: Positive = Import Negative = Export

## DE_Assumptions
TYNDP 2017 | [7 empty] | ELECTRICITY SCENARIOS | Thermal Gap Approach |  |  | DE |  |  |  |  | ELECTRICITY SCENARIOS | Data Source: ENTSOE TYNDP 2016 |  |  |  | DE
[17 empty] | e-(energy unit) signifies electricity value | https://www.entsoe.eu/Documents/TYNDP%20documents/TYNDP%202016/rgips/TYNDP2016%20Scenario%20Development%20Report%20-%20Final.pdf
Scenarios Gas Demand for Power Generation
DE | [9 empty] | Slow Progression | Blue Transition | Green Revolution |  | Slow Progression | Blue Transition | Green Revolution |  |  | Slow Progression | Blue Transition | Green Revolution |  | Slow Progression | Blue Transition | Green Revolution
Scenario | Data Option | GWh/d | 2017 | 2020 | 2025 | 2030 | 2035 | Gas Demand for Power |  | Min Gas | Max Gas | Max Gas | INPUT PARAMETERS |  |  |  | Gas Demand for Power | ENTSO-E Hist | 2030 V1 | 2030 V3 | 2030 V4 | Yearly Gas Statistics | 2030 V1 | 2030 V3 | 2030 V4
EU Green Revolution |  | Yearly Average | 379 | 456 | 531.814 | 608.493 | 561.1445 |  |  | 2030 V1 | 2030 V3 | 2030 V4 |  | 2030 V1 | 2030 V3 | 2030 V4 | Gas Consumption (GWh/y) | 62764 | 49550.3882 | 152977.6487 | 240566.297 | Gas Average Weighted Efficiency | 46.24% | 53.93% | 42.87%
EU Green Revolution |  | 14 Day Peak | 1261 | 1330 | 1445 | 1561 | 1561 | Gas Consumption (GWh/y) |  | 61723.0768 | 186385.9698 | 260391.7759 | Share of Gas in Others - Non RES | 0% | 0% | 0% | Gas Consumption (GWh/d) | 171.9562 | 135.7545 | 419.1168 | 659.0857
EU Green Revolution |  | Peak Day | 1409 | 1486 | 1615 | 1744 | 1744 | Gas Consumption (GWh/d) |  | 169.1043 | 510.6465 | 713.4021 |  |  |  |  | Peak Day Gas Consumption (GWh/d)
[13 empty] | Efficiency | 2030 V1 | 2030 V3 | 2030 V4 | 2 Week Gas Consumption (GWh/d)
Scenario | Data Option | GWh/d | 2017 | 2020 | 2025 | 2030 | 2035 | [5 empty] | Yearly Gas Plant Efficiency | 45% | 45% | 45% | Gas Average Weighted Efficiency | 50%
Green Evolution | Thermal Gap | Yearly Average | 379 | 456 | 585 | 713.4021 | 713.4021
Green Evolution | Thermal Gap | 14 Day Peak | 1261 | 1330 | 1445 | 1561 | 1561 | [5 empty] | Yearly Load Factors | 2030 V1 | 2030 V3 | 2030 V4
Green Evolution | Thermal Gap | Peak Day | 1409 | 1486 | 1615 | 1744 | 1744 | [5 empty] | Yearly Gas Load Factor Maximum | 75% | 75% | 75%
[9 empty] | ENTSO-E Hist | 2030 V1 | 2030 V3 | 2030 V4 | Yearly Gas Load Factor Minimum | 15% | 15% | 15% |  | ENTSO-E Hist | 2030 V1 | 2030 V3 | 2030 V4
Scenario | Data Option | GWh/d | 2017 | 2020 | 2025 | 2030 | 2035 | e-MW - Net Generation Capacity | 2015 | 2030 | 2030 | 2030 |  |  |  |  | e-MW - Net Generation Capacity | 2015 | 2030 | 2030 | 2030
Blue Transition | Thermal Gap | Yearly Average | 365 | 398 | 454 | 510.6465 | 510.6465 | Nuclear | 12068 | 0 | 0 | 0 | Yearly Coal Load Factor Maximum | 75% | 75% | 75% | Nuclear | 12068 | 0 | 0 | 0
Blue Transition | Own Data | 14 Day Peak | 1104 | 1151 | 1229 | 1307 | 1307 | Hydro | 4358 | 4618 | 4888 | 4888 | Yearly Coal Load Factor Minimum | 20% | 20% | 20% | Hydro | 4358 | 4618 | 4888 | 4888
Blue Transition | Own Data | Peak Day | 1403 | 1463 | 1562 | 1661 | 1661 | Hydro - pump | 6350 | 8639 | 12749 | 9617.0996 |  |  |  |  | Hydro - pump | 6350 | 8639 | 12749 | 9617.0996
[8 empty] | Others - RES | 586 | 6960 | 9340 | 9340 | 2 Week Load Factors | 2030 V1 | 2030 V3 | 2030 V4 | Others - RES | 586 | 6960 | 9340 | 9340
Scenario | Data Option | GWh/d | 2017 | 2020 | 2025 | 2030 | 2035 | Others - Non RES | 4696 | 8650 | 10630 | 10630 | 2W Gas Load Factor Maximum | 85% | 85% | 85% | Others - Non RES | 4696 | 8650 | 10630 | 10630
Slow Progression | Thermal Gap | Yearly Average | 340 | 301 | 235 | 169.1043 | 169.1043 | Gas | 27712 | 21138.04 | 34429.3193 | 34429.3193 | 2W Gas Load Factor Minimum | 20% | 20% | 20% | Gas | 27712 | 21138.04 | 34429.3193 | 34429.3193
Slow Progression | Thermal Gap | 14 Day Peak | 1243 | 1063 | 763 | 463 | 463 | Coal | 49250 | 35975.0195 | 25149.1202 | 23966.1202 |  |  |  |  | Coal | 49250 | 35975.0195 | 25149.1202 | 23966.1202
Slow Progression | Thermal Gap | Peak Day | 1320 | 1129 | 810 | 492 | 492 | Oil | 4143 | 1026.06 | 870.92 | 870.92 | 2W Coal Load Factor Maximum | 85% | 85% | 85% | Oil | 4143 | 1026.06 | 870.92 | 870.92
[8 empty] | Wind | 36561 | 74050 | 100750 | 96967.4609 | 2W Coal Load Factor Minimum | 50% | 50% | 50% | Wind | 36561 | 74050 | 100750 | 96967.4609
[8 empty] | Solar | 37981 | 57240 | 60740 | 58990 |  |  |  |  | Solar | 37981 | 57240 | 60740 | 58990
[8 empty] | Biofuel | 6359 | 0 | 0 | 0 | Peak Day Load Factors | 2030 V1 | 2030 V3 | 2030 V4 | Biofuel | 6359 | 0 | 0 | 0
[8 empty] | Import | 0 | 34601 | 34601 | 34601 | Peak Day Gas Load Factor Maximum | 95% | 95% | 95% | Import |  | 34601 | 34601 | 34601
[8 empty] | Export | 0 | 34601 | 34601 | 34601 | Peak Day Gas Load Factor Minimum | 20% | 20% | 20% | Export |  | 34601 | 34601 | 34601
[8 empty] | e-GWh/y - Generation | ENTSO-E Hist | 2030 V1 | 2030 V3 | 2030 V4 | Peak Day Coal Load Factor Maximum | 95% | 95% | 95% | e-GWh/y - Generation | ENTSO-E Hist | 2030 V1 | 2030 V3 | 2030 V4
[8 empty] | Nuclear | 79101 | 0 | 0 | 0 | Peak Day Coal Load Factor Minimum | 50% | 50% | 50% | Nuclear | 79101 | 0 | 0 | 0
[8 empty] | Hydro | 14973 | 17551.9434 | 17633.4336 | 17633.4336 |  |  |  |  | Hydro | 14973 | 17551.9434 | 17633.4336 | 17633.4336
[8 empty] | Hydro - pump | 6922 | 3292.0906 | 3644.9373 | 3318.0293 |  |  |  |  | Hydro - pump | 6922 | 3292.0906 | 3644.9373 | 3318.0293
[8 empty] | Others - RES | 1085 | 37678.2969 | 50598.8516 | 50598.8516 |  |  |  |  | Others - RES | 1085 | 37678.2969 | 50598.8516 | 50598.8516
[8 empty] | Others - Non RES | 12785 | 33536.7812 | 38127.4609 | 38127.4883 | Thermal Gap Results |  |  |  | Others - Non RES | 12785 | 33536.7812 | 38127.4609 | 38127.4883
[8 empty] | Gas | 31382 | 22910.5023 | 82502.0146 | 103125.3703 |  | 2030 V1 | 2030 V3 | 2030 V4 | Gas | 31382 | 22910.5023 | 82502.0146 | 103125.3703
[8 empty] | Coal | 238003 | 225961.1231 | 45432.9304 | 56039.5715 | Thermal Gap (e-GWh/y) | 248871.6254 | 127934.945 | 159164.9418 | Coal | 238003 | 225961.1231 | 45432.9304 | 56039.5715
[8 empty] | Oil | 1404 | 1322.3471 | 1344.3383 | 1344.3383 | Thermal Gap (e-GWh/d) | 681.8401 | 350.5067 | 436.0683 | Oil | 1404 | 1322.3471 | 1344.3383 | 1344.3383
[8 empty] | Wind | 64185 | 153475.5938 | 211793.8828 | 217036.5 |  |  |  |  | Wind | 64185 | 153475.5938 | 211793.8828 | 217036.5
[8 empty] | Solar | 34321 | 66305.9609 | 70360.3281 | 68333.1797 |  |  |  |  | Solar | 34321 | 66305.9609 | 70360.3281 | 68333.1797
[8 empty] | Biofuel | 34919 | 0 | 0 | 0 |  |  |  |  | Biofuel | 34919 | 0 | 0 | 0
[8 empty] | Annual demand (e-GWh/y) | 466418 | 551154.625 | 513568.0312 | 551601.8125 |  |  |  |  | Annual demand (e-GWh/y) | 466418 | 551154.625 | 513568.0312 | 551601.8125
[8 empty] | Net imports (e-GWh/y) | -52662 | -10880.0142 | -7870.1463 | -3954.95 | Thermal Gap | Min Gas | Max Gas | Max Gas | Net imports (e-GWh/y) | -52662 | -10880.0142 | -7870.1463 | -3954.95
[14 empty] | 2030 V1 | 2030 V3 | 2030 V4
[8 empty] | Net Demand (e-GWh/y) | 519080 | 562034.6392 | 521438.1776 | 555556.7625 | Thermal Gap (e-GWh/y) | 27775.3846 | 83873.6864 | 117176.2992 | Net Demand (e-GWh/y) | 519080 | 562034.6392 | 521438.1776 | 555556.7625
[13 empty] | Thermal Gap (e-GWh/d) | 76.0969 | 229.7909 | 321.031
[8 empty] | Yearly Load Factors | [8 empty] | Yearly Load Factors
[8 empty] | Calculated from capacity and generation data | ENTSO-E Hist | 2030 V1 | 2030 V3 | 2030 V4 |  |  |  |  | Calculated from capacity and generation data | ENTSO-E Hist | 2030 V1 | 2030 V3 | 2030 V4
[8 empty] | Nuclear | 74.82% | 0% | 0% | 0% |  |  |  |  | Nuclear | 74.82% | 0% | 0% | 0%
[8 empty] | Hydro | 39.22% | 43.39% | 41.18% | 41.18% |  |  |  |  | Hydro | 39.22% | 43.39% | 41.18% | 41.18%
[8 empty] | Hydro - pump | 12.44% | 4.35% | 3.264% | 3.939% |  |  |  |  | Hydro - pump | 12.44% | 4.35% | 3.264% | 3.939%
[8 empty] | Others - RES | 21.14% | 61.8% | 61.84% | 61.84% |  |  |  |  | Others - RES | 21.14% | 61.8% | 61.84% | 61.84%
[8 empty] | Others - Non RES | 31.08% | 44.26% | 40.94% | 40.94% |  |  |  |  | Others - Non RES | 31.08% | 44.26% | 40.94% | 40.94%
[8 empty] | Gas | 12.93% | 12.37% | 27.35% | 34.19% |  |  |  |  | Gas | 12.93% | 12.37% | 27.35% | 34.19%
[8 empty] | Coal | 55.17% | 71.7% | 20.62% | 26.69% |  |  |  |  | Coal | 55.17% | 71.7% | 20.62% | 26.69%
[8 empty] | Oil | 3.869% | 14.71% | 17.62% | 17.62% |  |  |  |  | Oil | 3.869% | 14.71% | 17.62% | 17.62%
[8 empty] | Wind | 20.04% | 23.66% | 24% | 25.55% |  |  |  |  | Wind | 20.04% | 23.66% | 24% | 25.55%
[8 empty] | Solar | 10.32% | 13.22% | 13.22% | 13.22% |  |  |  |  | Solar | 10.32% | 13.22% | 13.22% | 13.22%
[8 empty] | Biofuel | 62.69% | 0% | 0% | 0% |  |  |  |  | Biofuel | 62.69% | 0% | 0% | 0%
Note on AI48: Positive = Import Negative = Export

## DK_Assumptions
TYNDP 2017 | [7 empty] | ELECTRICITY SCENARIOS | Thermal Gap Approach |  |  | DK |  |  |  |  | ELECTRICITY SCENARIOS | Data Source: ENTSOE TYNDP 2016 |  |  |  | DK
[17 empty] | e-(energy unit) signifies electricity value | https://www.entsoe.eu/Documents/TYNDP%20documents/TYNDP%202016/rgips/TYNDP2016%20Scenario%20Development%20Report%20-%20Final.pdf
Scenarios Gas Demand for Power Generation
DK | [9 empty] | Slow Progression | Blue Transition | Green Revolution |  | Slow Progression | Blue Transition | Green Revolution |  |  | Slow Progression | Blue Transition | Green Revolution |  | Slow Progression | Blue Transition | Green Revolution
Scenario | Data Option | GWh/d | 2017 | 2020 | 2025 | 2030 | 2035 | Gas Demand for Power |  | Min Gas | Max Gas | Max Gas | INPUT PARAMETERS |  |  |  | Gas Demand for Power | ENTSO-E Hist | 2030 V1 | 2030 V3 | 2030 V4 | Yearly Gas Statistics | 2030 V1 | 2030 V3 | 2030 V4
EU Green Revolution |  | Yearly Average | 20.1575 | 21.5116 | 22.7442 | 24.1613 | 23.5908 |  |  | 2030 V1 | 2030 V3 | 2030 V4 |  | 2030 V1 | 2030 V3 | 2030 V4 | Gas Consumption (GWh/y) | 7028 | 9504.863 | 9486.6954 | 9499.1639 | Gas Average Weighted Efficiency | 38.5% | 38.5% | 38.5%
EU Green Revolution |  | 14 Day Peak | 45.3612 | 45.3612 | 45.3612 | 45.3612 | 45.3612 | Gas Consumption (GWh/y) |  | 7996.7042 | 11625.1528 | 12149.8595 | Share of Gas in Others - Non RES | 0% | 0% | 0% | Gas Consumption (GWh/d) | 19.2548 | 26.0407 | 25.9909 | 26.0251
EU Green Revolution |  | Peak Day | 49.2039 | 49.2039 | 49.2039 | 49.2039 | 49.2039 | Gas Consumption (GWh/d) |  | 21.9088 | 31.8497 | 33.2873
[13 empty] | Efficiency | 2030 V1 | 2030 V3 | 2030 V4
Scenario | Data Option | GWh/d | 2017 | 2020 | 2025 | 2030 | 2035 | [5 empty] | Yearly Gas Plant Efficiency | 50% | 50% | 50% | Gas Average Weighted Efficiency | 50%
Green Evolution | ENTSO-E | Yearly Average | 20.1575 | 21.5116 | 23.7683 | 26.0251 | 26.0251
Green Evolution | ENTSO-E | 14 Day Peak | 45.3612 | 45.3612 | 45.3612 | 45.3612 | 45.3612 | [5 empty] | Yearly Load Factors | 2030 V1 | 2030 V3 | 2030 V4
Green Evolution | ENTSO-E | Peak Day | 49.2039 | 49.2039 | 49.2039 | 49.2039 | 49.2039 | [5 empty] | Yearly Gas Load Factor Maximum | 75% | 75% | 75%
[9 empty] | ENTSO-E Hist | 2030 V1 | 2030 V3 | 2030 V4 | Yearly Gas Load Factor Minimum | 10% | 10% | 10% |  | ENTSO-E Hist | 2030 V1 | 2030 V3 | 2030 V4
Scenario | Data Option | GWh/d | 2017 | 2020 | 2025 | 2030 | 2035 | e-MW - Net Generation Capacity | 2015 | 2030 | 2030 | 2030 |  |  |  |  | e-MW - Net Generation Capacity | 2015 | 2030 | 2030 | 2030
Blue Transition | ENTSO-E | Yearly Average | 20.1529 | 21.5002 | 23.7456 | 25.9909 | 25.9909 | Nuclear | 0 | 0 | 0 | 0 | Yearly Coal Load Factor Maximum | 75% | 75% | 75% | Nuclear | 0 | 0 | 0 | 0
Blue Transition | ENTSO-E | 14 Day Peak | 45.0577 | 45.0577 | 45.0577 | 45.0577 | 45.0577 | Hydro | 9 | 9 | 9 | 9 | Yearly Coal Load Factor Minimum | 10% | 10% | 10% | Hydro | 9 | 9 | 9 | 9
Blue Transition | ENTSO-E | Peak Day | 45.0577 | 45.0577 | 45.0577 | 45.0577 | 45.0577 | Hydro - pump | 0 | 0 | 0 | 0 |  |  |  |  | Hydro - pump | 0 | 0 | 0 | 0
[8 empty] | Others - RES | 0 | 260 | 260 | 260 | 2 Week Load Factors | 2030 V1 | 2030 V3 | 2030 V4 | Others - RES | 0 | 260 | 260 | 260
Scenario | Data Option | GWh/d | 2017 | 2020 | 2025 | 2030 | 2035 | Others - Non RES | 44 | 0 | 0 | 0 | 2W Gas Load Factor Maximum | 85% | 85% | 85% | Others - Non RES | 44 | 0 | 0 | 0
Slow Progression | ENTSO-E | Yearly Average | 20.1596 | 21.5168 | 23.7787 | 26.0407 | 26.0407 | Gas | 3087 | 2603.75 | 3745.73 | 3745.73 | 2W Gas Load Factor Minimum | 10% | 10% | 10% | Gas | 3087 | 2603.75 | 3745.73 | 3745.73
Slow Progression | ENTSO-E | 14 Day Peak | 45.0585 | 45.0585 | 45.0585 | 45.0585 | 45.0585 | Coal | 4923 | 410 | 410 | 410 |  |  |  |  | Coal | 4923 | 410 | 410 | 410
Slow Progression | ENTSO-E | Peak Day | 45.0585 | 45.0585 | 45.0585 | 45.0585 | 45.0585 | Oil | 859 | 735 | 735 | 735 | 2W Coal Load Factor Maximum | 85% | 85% | 85% | Oil | 859 | 735 | 735 | 735
[8 empty] | Wind | 4897 | 6190 | 10750 | 12824.72 | 2W Coal Load Factor Minimum | 10% | 10% | 10% | Wind | 4897 | 6190 | 10750 | 12824.72
[8 empty] | Solar | 606 | 840 | 1970 | 1405 |  |  |  |  | Solar | 606 | 840 | 1970 | 1405
[8 empty] | Biofuel | 608 | 1460 | 1460 | 1460 | Peak Day Load Factors | 2030 V1 | 2030 V3 | 2030 V4 | Biofuel | 608 | 1460 | 1460 | 1460
[8 empty] | Import | 0 | 11380 | 11380 | 11380 | Peak Day Gas Load Factor Maximum | 95% | 95% | 95% | Import |  | 11380 | 11380 | 11380
[8 empty] | Export | 0 | 11380 | 11380 | 11380 | Peak Day Gas Load Factor Minimum | 10% | 10% | 10% | Export |  | 11380 | 11380 | 11380
[8 empty] | e-GWh/y - Generation | ENTSO-E Hist | 2030 V1 | 2030 V3 | 2030 V4 | Peak Day Coal Load Factor Maximum | 95% | 95% | 95% | e-GWh/y - Generation | ENTSO-E Hist | 2030 V1 | 2030 V3 | 2030 V4
[8 empty] | Nuclear | 0 | 0 | 0 | 0 | Peak Day Coal Load Factor Minimum | 10% | 10% | 10% | Nuclear | 0 | 0 | 0 | 0
[8 empty] | Hydro | 20 | 27.3841 | 27.3841 | 27.3841 |  |  |  |  | Hydro | 20 | 27.3841 | 27.3841 | 27.3841
[8 empty] | Hydro - pump | 0 | 0 | 0 | 0 |  |  |  |  | Hydro - pump | 0 | 0 | 0 | 0
[8 empty] | Others - RES | 0 | 1749.5657 | 1749.5657 | 1749.5657 |  |  |  |  | Others - RES | 0 | 1749.5657 | 1749.5657 | 1749.5657
[8 empty] | Others - Non RES | 0 | 0 | 0 | 0 | Thermal Gap Results |  |  |  | Others - Non RES | 0 | 0 | 0 | 0
[8 empty] | Gas | 3514 | 3659.3004 | 3652.3777 | 3657.0809 |  | 2030 V1 | 2030 V3 | 2030 V4 | Gas | 3514 | 3659.3004 | 3652.3777 | 3657.0809
[8 empty] | Coal | 6911 | 3032.7517 | 2519.3586 | 2777.0088 | Thermal Gap (e-GWh/y) | 6692.0521 | 6171.7364 | 6434.0897 | Coal | 6911 | 3032.7517 | 2519.3586 | 2777.0088
[8 empty] | Oil | 81 | 0 | 0 | 0 | Thermal Gap (e-GWh/d) | 18.3344 | 16.9089 | 17.6276 | Oil | 81 | 0 | 0 | 0
[8 empty] | Wind | 14086 | 18261.7747 | 31518.387 | 41272.8008 |  |  |  |  | Wind | 14086 | 18261.7747 | 31518.387 | 41272.8008
[8 empty] | Solar | 593 | 832.426 | 1952.3658 | 1392.3872 |  |  |  |  | Solar | 593 | 832.426 | 1952.3658 | 1392.3872
[8 empty] | Biofuel | 2345 | 5677.751 | 5636.6387 | 5682.3787 |  |  |  |  | Biofuel | 2345 | 5677.751 | 5636.6387 | 5682.3787
[8 empty] | Annual demand (e-GWh/y) | 32430 | 38852.8496 | 39810.0391 | 41218.8281 |  |  |  |  | Annual demand (e-GWh/y) | 32430 | 38852.8496 | 39810.0391 | 41218.8281
[8 empty] | Net imports (e-GWh/y) | 4880 | 5611.896 | -7246.0386 | -15339.7781 | Thermal Gap | Min Gas | Max Gas | Max Gas | Net imports (e-GWh/y) | 4880 | 5611.896 | -7246.0386 | -15339.7781
[14 empty] | 2030 V1 | 2030 V3 | 2030 V4
[8 empty] | Net Demand (e-GWh/y) | 27550 | 33240.9536 | 47056.0776 | 56558.6062 | Thermal Gap (e-GWh/y) | 3998.3521 | 5812.5764 | 6074.9297 | Net Demand (e-GWh/y) | 27550 | 33240.9536 | 47056.0776 | 56558.6062
[13 empty] | Thermal Gap (e-GWh/d) | 10.9544 | 15.9249 | 16.6436
[8 empty] | Yearly Load Factors | [8 empty] | Yearly Load Factors
[8 empty] | Calculated from capacity and generation data | ENTSO-E Hist | 2030 V1 | 2030 V3 | 2030 V4 |  |  |  |  | Calculated from capacity and generation data | ENTSO-E Hist | 2030 V1 | 2030 V3 | 2030 V4
[8 empty] | Nuclear | 0% | 0% | 0% | 0% |  |  |  |  | Nuclear | 0% | 0% | 0% | 0%
[8 empty] | Hydro | 25.37% | 34.73% | 34.73% | 34.73% |  |  |  |  | Hydro | 25.37% | 34.73% | 34.73% | 34.73%
[8 empty] | Hydro - pump | 0% | 0% | 0% | 0% |  |  |  |  | Hydro - pump | 0% | 0% | 0% | 0%
[8 empty] | Others - RES | 0% | 76.82% | 76.82% | 76.82% |  |  |  |  | Others - RES | 0% | 76.82% | 76.82% | 76.82%
[8 empty] | Others - Non RES | 0% | 0% | 0% | 0% |  |  |  |  | Others - Non RES | 0% | 0% | 0% | 0%
[8 empty] | Gas | 12.99% | 16.04% | 11.13% | 11.15% |  |  |  |  | Gas | 12.99% | 16.04% | 11.13% | 11.15%
[8 empty] | Coal | 16.03% | 84.44% | 70.15% | 77.32% |  |  |  |  | Coal | 16.03% | 84.44% | 70.15% | 77.32%
[8 empty] | Oil | 1.076% | 0% | 0% | 0% |  |  |  |  | Oil | 1.076% | 0% | 0% | 0%
[8 empty] | Wind | 32.84% | 33.68% | 33.47% | 36.74% |  |  |  |  | Wind | 32.84% | 33.68% | 33.47% | 36.74%
[8 empty] | Solar | 11.17% | 11.31% | 11.31% | 11.31% |  |  |  |  | Solar | 11.17% | 11.31% | 11.31% | 11.31%
[8 empty] | Biofuel | 44.03% | 44.39% | 44.07% | 44.43% |  |  |  |  | Biofuel | 44.03% | 44.39% | 44.07% | 44.43%
Note on AI48: Positive = Import Negative = Export

## EE_Assumptions
TYNDP 2017 | [7 empty] | ELECTRICITY SCENARIOS | Thermal Gap Approach |  |  | EE |  |  |  |  | ELECTRICITY SCENARIOS | Data Source: ENTSOE TYNDP 2016 |  |  |  | EE
[17 empty] | e-(energy unit) signifies electricity value | https://www.entsoe.eu/Documents/TYNDP%20documents/TYNDP%202016/rgips/TYNDP2016%20Scenario%20Development%20Report%20-%20Final.pdf
Scenarios Gas Demand for Power Generation
EE | [9 empty] | Slow Progression | Blue Transition | Green Revolution |  | Slow Progression | Blue Transition | Green Revolution |  |  | Slow Progression | Blue Transition | Green Revolution |  | Slow Progression | Blue Transition | Green Revolution
Scenario | Data Option | GWh/d | 2017 | 2020 | 2025 | 2030 | 2035 | Gas Demand for Power |  | Min Gas | Max Gas | Max Gas | INPUT PARAMETERS |  |  |  | Gas Demand for Power | ENTSO-E Hist | 2030 V1 | 2030 V3 | 2030 V4 | Yearly Gas Statistics | 2030 V1 | 2030 V3 | 2030 V4
EU Green Revolution |  | Yearly Average | 0.29 | 0.29 | 0.29 | 0.29 | 0.29 |  |  | 2030 V1 | 2030 V3 | 2030 V4 |  | 2030 V1 | 2030 V3 | 2030 V4 | Gas Consumption (GWh/y) | 0 | 0 | 0 | 14.0928 | Gas Average Weighted Efficiency | 0% | 0% | 31.5%
EU Green Revolution |  | 14 Day Peak | 0.9 | 0.9 | 0.9 | 0.9 | 0.9 | Gas Consumption (GWh/y) |  | 0 | 164.688 | 164.688 | Share of Gas in Others - Non RES | 0% | 0% | 0% | Gas Consumption (GWh/d) | 0 | 0 | 0 | 0.03861
EU Green Revolution |  | Peak Day | 1.03 | 1.03 | 1.03 | 1.03 | 1.03 | Gas Consumption (GWh/d) |  | 0 | 0.4512 | 0.4512
[13 empty] | Efficiency | 2030 V1 | 2030 V3 | 2030 V4
Scenario | Data Option | GWh/d | 2017 | 2020 | 2025 | 2030 | 2035 | [5 empty] | Yearly Gas Plant Efficiency | 50% | 50% | 50% | Gas Average Weighted Efficiency | 50%
Green Evolution | Own Data | Yearly Average | 0.29 | 0.29 | 0.29 | 0.29 | 0.29
Green Evolution | Own Data | 14 Day Peak | 0.9 | 0.9 | 0.9 | 0.9 | 0.9 | [5 empty] | Yearly Load Factors | 2030 V1 | 2030 V3 | 2030 V4
Green Evolution | Own Data | Peak Day | 1.03 | 1.03 | 1.03 | 1.03 | 1.03 | [5 empty] | Yearly Gas Load Factor Maximum | 75% | 75% | 75%
[9 empty] | ENTSO-E Hist | 2030 V1 | 2030 V3 | 2030 V4 | Yearly Gas Load Factor Minimum | 10% | 10% | 10% |  | ENTSO-E Hist | 2030 V1 | 2030 V3 | 2030 V4
Scenario | Data Option | GWh/d | 2017 | 2020 | 2025 | 2030 | 2035 | e-MW - Net Generation Capacity | 2015 | 2030 | 2030 | 2030 |  |  |  |  | e-MW - Net Generation Capacity | 2015 | 2030 | 2030 | 2030
Blue Transition | Own Data | Yearly Average | 0.29 | 0.29 | 0.29 | 0.29 | 0.29 | Nuclear | 0 | 0 | 0 | 0 | Yearly Coal Load Factor Maximum | 75% | 75% | 75% | Nuclear | 0 | 0 | 0 | 0
Blue Transition | Own Data | 14 Day Peak | 0.9 | 0.9 | 0.9 | 0.9 | 0.9 | Hydro | 7.62 | 10 | 20 | 20 | Yearly Coal Load Factor Minimum | 10% | 10% | 10% | Hydro | 7.62 | 10 | 20 | 20
Blue Transition | Own Data | Peak Day | 1.03 | 1.03 | 1.03 | 1.03 | 1.03 | Hydro - pump | 0 | 0 | 0 | 0 |  |  |  |  | Hydro - pump | 0 | 0 | 0 | 0
[8 empty] | Others - RES | 1 | 230 | 300 | 300 | 2 Week Load Factors | 2030 V1 | 2030 V3 | 2030 V4 | Others - RES | 1 | 230 | 300 | 300
Scenario | Data Option | GWh/d | 2017 | 2020 | 2025 | 2030 | 2035 | Others - Non RES | 2147 | 160 | 1010 | 1010 | 2W Gas Load Factor Maximum | 85% | 85% | 85% | Others - Non RES | 2147 | 160 | 1010 | 1010
Slow Progression | Own Data | Yearly Average | 0.29 | 0.29 | 0.29 | 0.29 | 0.29 | Gas | 241 | 94 | 94 | 94 | 2W Gas Load Factor Minimum | 10% | 10% | 10% | Gas | 241 | 94 | 94 | 94
Slow Progression | Own Data | 14 Day Peak | 0.9 | 0.9 | 0.9 | 0.9 | 0.9 | Coal | 0 | 0 | 0 | 0 |  |  |  |  | Coal | 0 | 0 | 0 | 0
Slow Progression | Own Data | Peak Day | 1.03 | 1.03 | 1.03 | 1.03 | 1.03 | Oil | 12 | 413 | 0 | 0 | 2W Coal Load Factor Maximum | 85% | 85% | 85% | Oil | 12 | 413 | 0 | 0
[8 empty] | Wind | 301 | 400 | 650 | 525 | 2W Coal Load Factor Minimum | 10% | 10% | 10% | Wind | 301 | 400 | 650 | 525
[8 empty] | Solar | 0 | 0 | 100 | 50 |  |  |  |  | Solar | 0 | 0 | 100 | 50
[8 empty] | Biofuel | 101 | 656.01 | 656.01 | 656.01 | Peak Day Load Factors | 2030 V1 | 2030 V3 | 2030 V4 | Biofuel | 101 | 656.01 | 656.01 | 656.01
[8 empty] | Import | 0 | 2616 | 2616 | 2616 | Peak Day Gas Load Factor Maximum | 95% | 95% | 95% | Import |  | 2616 | 2616 | 2616
[8 empty] | Export | 0 | 2616 | 2616 | 2616 | Peak Day Gas Load Factor Minimum | 10% | 10% | 10% | Export |  | 2616 | 2616 | 2616
[8 empty] | e-GWh/y - Generation | ENTSO-E Hist | 2030 V1 | 2030 V3 | 2030 V4 | Peak Day Coal Load Factor Maximum | 95% | 95% | 95% | e-GWh/y - Generation | ENTSO-E Hist | 2030 V1 | 2030 V3 | 2030 V4
[8 empty] | Nuclear | 0 | 0 | 0 | 0 | Peak Day Coal Load Factor Minimum | 10% | 10% | 10% | Nuclear | 0 | 0 | 0 | 0
[8 empty] | Hydro | 28 | 69.552 | 137.7598 | 137.7598 |  |  |  |  | Hydro | 28 | 69.552 | 137.7598 | 137.7598
[8 empty] | Hydro - pump | 0 | 0 | 0 | 0 |  |  |  |  | Hydro - pump | 0 | 0 | 0 | 0
[8 empty] | Others - RES | 0 | 713.2388 | 931.0342 | 931.0342 |  |  |  |  | Others - RES | 0 | 713.2388 | 931.0342 | 931.0342
[8 empty] | Others - Non RES | 7582 | 483.1168 | 8190.4028 | 8190.4028 | Thermal Gap Results |  |  |  | Others - Non RES | 7582 | 483.1168 | 8190.4028 | 8190.4028
[8 empty] | Gas | 0 | 0 | 0 | 4.4392 |  | 2030 V1 | 2030 V3 | 2030 V4 | Gas | 0 | 0 | 0 | 4.4392
[8 empty] | Coal | 0 | 0 | 0 | 0 | Thermal Gap (e-GWh/y) | 0 | 0 | 4.4392 | Coal | 0 | 0 | 0 | 0
[8 empty] | Oil | 0 | 192.9637 | 0 | 0 | Thermal Gap (e-GWh/d) | 0 | 0 | 0.012162 | Oil | 0 | 192.9637 | 0 | 0
[8 empty] | Wind | 696 | 804.9121 | 1308.1118 | 1056.4694 |  |  |  |  | Wind | 696 | 804.9121 | 1308.1118 | 1056.4694
[8 empty] | Solar | 0 | 0 | 89.79 | 44.831 |  |  |  |  | Solar | 0 | 0 | 89.79 | 44.831
[8 empty] | Biofuel | 757 | 3288.6912 | 1039.2418 | 1432.5117 |  |  |  |  | Biofuel | 757 | 3288.6912 | 1039.2418 | 1432.5117
[8 empty] | Annual demand (e-GWh/y) | 8139 | 10193.916 | 9506.3369 | 10660.5039 |  |  |  |  | Annual demand (e-GWh/y) | 8139 | 10193.916 | 9506.3369 | 10660.5039
[8 empty] | Net imports (e-GWh/y) | -924 | 4641.4415 | -2190.0035 | -1136.9442 | Thermal Gap | Min Gas | Max Gas | Max Gas | Net imports (e-GWh/y) | -924 | 4641.4415 | -2190.0035 | -1136.9442
[14 empty] | 2030 V1 | 2030 V3 | 2030 V4
[8 empty] | Net Demand (e-GWh/y) | 9063 | 5552.4745 | 11696.3404 | 11797.4481 | Thermal Gap (e-GWh/y) | 0 | 82.344 | 82.344 | Net Demand (e-GWh/y) | 9063 | 5552.4745 | 11696.3404 | 11797.4481
[13 empty] | Thermal Gap (e-GWh/d) | 0 | 0.2256 | 0.2256
[8 empty] | Yearly Load Factors | [8 empty] | Yearly Load Factors
[8 empty] | Calculated from capacity and generation data | ENTSO-E Hist | 2030 V1 | 2030 V3 | 2030 V4 |  |  |  |  | Calculated from capacity and generation data | ENTSO-E Hist | 2030 V1 | 2030 V3 | 2030 V4
[8 empty] | Nuclear | 0% | 0% | 0% | 0% |  |  |  |  | Nuclear | 0% | 0% | 0% | 0%
[8 empty] | Hydro | 41.95% | 79.4% | 78.63% | 78.63% |  |  |  |  | Hydro | 41.95% | 79.4% | 78.63% | 78.63%
[8 empty] | Hydro - pump | 0% | 0% | 0% | 0% |  |  |  |  | Hydro - pump | 0% | 0% | 0% | 0%
[8 empty] | Others - RES | 0% | 35.4% | 35.43% | 35.43% |  |  |  |  | Others - RES | 0% | 35.4% | 35.43% | 35.43%
[8 empty] | Others - Non RES | 40.31% | 34.47% | 92.57% | 92.57% |  |  |  |  | Others - Non RES | 40.31% | 34.47% | 92.57% | 92.57%
[8 empty] | Gas | 0% | 0% | 0% | 0.5391% |  |  |  |  | Gas | 0% | 0% | 0% | 0.5391%
[8 empty] | Coal | 0% | 0% | 0% | 0% |  |  |  |  | Coal | 0% | 0% | 0% | 0%
[8 empty] | Oil | 0% | 5.334% | 0% | 0% |  |  |  |  | Oil | 0% | 5.334% | 0% | 0%
[8 empty] | Wind | 26.4% | 22.97% | 22.97% | 22.97% |  |  |  |  | Wind | 26.4% | 22.97% | 22.97% | 22.97%
[8 empty] | Solar | 0% | 0% | 10.25% | 10.24% |  |  |  |  | Solar | 0% | 0% | 10.25% | 10.24%
[8 empty] | Biofuel | 85.56% | 57.23% | 18.08% | 24.93% |  |  |  |  | Biofuel | 85.56% | 57.23% | 18.08% | 24.93%
Note on AI48: Positive = Import Negative = Export

## ES_Assumptions
TYNDP 2017 | [7 empty] | ELECTRICITY SCENARIOS | Thermal Gap Approach |  |  | ES |  |  |  |  | ELECTRICITY SCENARIOS | Data Source: ENTSOE TYNDP 2016 |  |  |  | ES
[17 empty] | e-(energy unit) signifies electricity value | https://www.entsoe.eu/Documents/TYNDP%20documents/TYNDP%202016/rgips/TYNDP2016%20Scenario%20Development%20Report%20-%20Final.pdf
Scenarios Gas Demand for Power Generation
ES | [9 empty] | Slow Progression | Blue Transition | Green Revolution |  | Slow Progression | Blue Transition | Green Revolution |  |  | Slow Progression | Blue Transition | Green Revolution |  | Slow Progression | Blue Transition | Green Revolution
Scenario | Data Option | GWh/d | 2017 | 2020 | 2025 | 2030 | 2035 | Gas Demand for Power |  | Min Gas | Max Gas | Max Gas | INPUT PARAMETERS |  |  |  | Gas Demand for Power | ENTSO-E Hist | 2030 V1 | 2030 V3 | 2030 V4 | Yearly Gas Statistics | 2030 V1 | 2030 V3 | 2030 V4
EU Green Revolution |  | Yearly Average | 190.3911 | 237.4231 | 294.7712 | 325.4512 | 350.6034 |  |  | 2030 V1 | 2030 V3 | 2030 V4 |  | 2030 V1 | 2030 V3 | 2030 V4 | Gas Consumption (GWh/y) | 97188 | 40048.5619 | 97134.4995 | 85254.9226 | Gas Average Weighted Efficiency | 56.5% | 56.5% | 56.5%
EU Green Revolution |  | 14 Day Peak | 412.6316 | 536.4031 | 533.3067 | 482.6412 | 415.846 | Gas Consumption (GWh/y) |  | 43709.2105 | 116727.9677 | 90460.2215 | Share of Gas in Others - Non RES | 0% | 0% | 0% | Gas Consumption (GWh/d) | 266.2685 | 109.7221 | 266.1219 | 233.5751
EU Green Revolution |  | Peak Day | 485.449 | 631.0625 | 627.4196 | 567.8132 | 489.2305 | Gas Consumption (GWh/d) |  | 119.7513 | 319.8027 | 247.8362
[13 empty] | Efficiency | 2030 V1 | 2030 V3 | 2030 V4
Scenario | Data Option | GWh/d | 2017 | 2020 | 2025 | 2030 | 2035 | [5 empty] | Yearly Gas Plant Efficiency | 50% | 50% | 50% | Gas Average Weighted Efficiency | 50%
Green Evolution | Own Data | Yearly Average | 190.3911 | 237.4231 | 294.7712 | 325.4512 | 350.6034
Green Evolution | Own Data | 14 Day Peak | 412.6316 | 536.4031 | 533.3067 | 482.6412 | 415.846 | [5 empty] | Yearly Load Factors | 2030 V1 | 2030 V3 | 2030 V4
Green Evolution | Own Data | Peak Day | 485.449 | 631.0625 | 627.4196 | 567.8132 | 489.2305 | [5 empty] | Yearly Gas Load Factor Maximum | 75% | 75% | 75%
[9 empty] | ENTSO-E Hist | 2030 V1 | 2030 V3 | 2030 V4 | Yearly Gas Load Factor Minimum | 10% | 10% | 10% |  | ENTSO-E Hist | 2030 V1 | 2030 V3 | 2030 V4
Scenario | Data Option | GWh/d | 2017 | 2020 | 2025 | 2030 | 2035 | e-MW - Net Generation Capacity | 2015 | 2030 | 2030 | 2030 |  |  |  |  | e-MW - Net Generation Capacity | 2015 | 2030 | 2030 | 2030
Blue Transition | Own Data | Yearly Average | 202.3861 | 285.403 | 342.5197 | 368.991 | 397.5081 | Nuclear | 7573 | 7119.9801 | 7119.9801 | 7119.9801 | Yearly Coal Load Factor Maximum | 75% | 75% | 75% | Nuclear | 7573 | 7119.9801 | 7119.9801 | 7119.9801
Blue Transition | Own Data | 14 Day Peak | 529.0069 | 644.8125 | 655.2627 | 628.7536 | 592.7838 | Hydro | 16937 | 3850 | 3850 | 3850 | Yearly Coal Load Factor Minimum | 10% | 10% | 10% | Hydro | 16937 | 3850 | 3850 | 3850
Blue Transition | Own Data | Peak Day | 622.3611 | 758.603 | 770.8972 | 739.7101 | 697.3927 | Hydro - pump | 2451 | 19600 | 21200 | 21785 |  |  |  |  | Hydro - pump | 2451 | 19600 | 21200 | 21785
[8 empty] | Others - RES | 16 | 2400 | 5100 | 5100 | 2 Week Load Factors | 2030 V1 | 2030 V3 | 2030 V4 | Others - RES | 16 | 2400 | 5100 | 5100
Scenario | Data Option | GWh/d | 2017 | 2020 | 2025 | 2030 | 2035 | Others - Non RES | 0 | 10480 | 12210 | 12210 | 2W Gas Load Factor Maximum | 85% | 85% | 85% | Others - Non RES | 0 | 10480 | 12210 | 12210
Slow Progression | Own Data | Yearly Average | 178.3962 | 189.4433 | 208.0192 | 218.6303 | 229.7826 | Gas | 31508 | 24948.1795 | 29208.0995 | 29208.0995 | 2W Gas Load Factor Minimum | 10% | 10% | 10% | Gas | 31508 | 24948.1795 | 29208.0995 | 29208.0995
Slow Progression | Own Data | 14 Day Peak | 350.7369 | 455.9426 | 453.3107 | 410.245 | 353.4691 | Coal | 11026 | 5899.94 | 4160 | 4160 |  |  |  |  | Coal | 11026 | 5899.94 | 4160 | 4160
Slow Progression | Own Data | Peak Day | 412.6316 | 536.4031 | 533.3067 | 482.6412 | 415.846 | Oil | 2644 | 0 | 0 | 0 | 2W Coal Load Factor Maximum | 85% | 85% | 85% | Oil | 2644 | 0 | 0 | 0
[8 empty] | Wind | 22775 | 35750 | 39300 | 40603.5195 | 2W Coal Load Factor Minimum | 10% | 10% | 10% | Wind | 22775 | 35750 | 39300 | 40603.5195
[8 empty] | Solar | 6803 | 16800 | 25000 | 54130 |  |  |  |  | Solar | 6803 | 16800 | 25000 | 54130
[8 empty] | Biofuel | 1280 | 0 | 0 | 0 | Peak Day Load Factors | 2030 V1 | 2030 V3 | 2030 V4 | Biofuel | 1280 | 0 | 0 | 0
[8 empty] | Import | 0 | 12200 | 12200 | 12200 | Peak Day Gas Load Factor Maximum | 95% | 95% | 95% | Import |  | 12200 | 12200 | 12200
[8 empty] | Export | 0 | 12200 | 12200 | 12200 | Peak Day Gas Load Factor Minimum | 10% | 10% | 10% | Export |  | 12200 | 12200 | 12200
[8 empty] | e-GWh/y - Generation | ENTSO-E Hist | 2030 V1 | 2030 V3 | 2030 V4 | Peak Day Coal Load Factor Maximum | 95% | 95% | 95% | e-GWh/y - Generation | ENTSO-E Hist | 2030 V1 | 2030 V3 | 2030 V4
[8 empty] | Nuclear | 54755 | 49942.668 | 49942.668 | 47509.7656 | Peak Day Coal Load Factor Minimum | 10% | 10% | 10% | Nuclear | 54755 | 49942.668 | 49942.668 | 47509.7656
[8 empty] | Hydro | 27648 | 19813.6934 | 19813.6934 | 19813.6934 |  |  |  |  | Hydro | 27648 | 19813.6934 | 19813.6934 | 19813.6934
[8 empty] | Hydro - pump | 3165 | 15697.4755 | 16118.4279 | 20391.9297 |  |  |  |  | Hydro - pump | 3165 | 15697.4755 | 16118.4279 | 20391.9297
[8 empty] | Others - RES | 38 | 12587.3447 | 26748.0137 | 26747.9805 |  |  |  |  | Others - RES | 38 | 12587.3447 | 26748.0137 | 26747.9805
[8 empty] | Others - Non RES | 1265 | 46437.5508 | 54103.1914 | 54103.2109 | Thermal Gap Results |  |  |  | Others - Non RES | 1265 | 46437.5508 | 54103.1914 | 54103.2109
[8 empty] | Gas | 48594 | 22627.4375 | 54880.9922 | 48169.0312 |  | 2030 V1 | 2030 V3 | 2030 V4 | Gas | 48594 | 22627.4375 | 54880.9922 | 48169.0312
[8 empty] | Coal | 53040 | 33223.5317 | 7127.1517 | 705.2395 | Thermal Gap (e-GWh/y) | 55850.9692 | 62008.1439 | 48874.2708 | Coal | 53040 | 33223.5317 | 7127.1517 | 705.2395
[8 empty] | Oil | 13005 | 0 | 0 | 0 | Thermal Gap (e-GWh/d) | 153.0164 | 169.8853 | 133.9021 | Oil | 13005 | 0 | 0 | 0
[8 empty] | Wind | 48107 | 78223.4559 | 86413.9849 | 89031.582 |  |  |  |  | Wind | 48107 | 78223.4559 | 86413.9849 | 89031.582
[8 empty] | Solar | 13305 | 39312.791 | 58265.6348 | 112706.9707 |  |  |  |  | Solar | 13305 | 39312.791 | 58265.6348 | 112706.9707
[8 empty] | Biofuel | 4636 | 0 | 0 | 0 |  |  |  |  | Biofuel | 4636 | 0 | 0 | 0
[8 empty] | Annual demand (e-GWh/y) | 262905 | 318394.0625 | 366928.2188 | 389942.0312 |  |  |  |  | Annual demand (e-GWh/y) | 262905 | 318394.0625 | 366928.2188 | 389942.0312
[8 empty] | Net imports (e-GWh/y) | -4653 | 528.1139 | -6485.5391 | -29237.3724 | Thermal Gap | Min Gas | Max Gas | Max Gas | Net imports (e-GWh/y) | -4653 | 528.1139 | -6485.5391 | -29237.3724
[14 empty] | 2030 V1 | 2030 V3 | 2030 V4
[8 empty] | Net Demand (e-GWh/y) | 267558 | 317865.9486 | 373413.7578 | 419179.4036 | Thermal Gap (e-GWh/y) | 21854.6052 | 58363.9839 | 45230.1108 | Net Demand (e-GWh/y) | 267558 | 317865.9486 | 373413.7578 | 419179.4036
[13 empty] | Thermal Gap (e-GWh/d) | 59.8756 | 159.9013 | 123.9181
[8 empty] | Yearly Load Factors | [8 empty] | Yearly Load Factors
[8 empty] | Calculated from capacity and generation data | ENTSO-E Hist | 2030 V1 | 2030 V3 | 2030 V4 |  |  |  |  | Calculated from capacity and generation data | ENTSO-E Hist | 2030 V1 | 2030 V3 | 2030 V4
[8 empty] | Nuclear | 82.54% | 80.07% | 80.07% | 76.17% |  |  |  |  | Nuclear | 82.54% | 80.07% | 80.07% | 76.17%
[8 empty] | Hydro | 18.63% | 58.75% | 58.75% | 58.75% |  |  |  |  | Hydro | 18.63% | 58.75% | 58.75% | 58.75%
[8 empty] | Hydro - pump | 14.74% | 9.143% | 8.679% | 10.69% |  |  |  |  | Hydro - pump | 14.74% | 9.143% | 8.679% | 10.69%
[8 empty] | Others - RES | 27.11% | 59.87% | 59.87% | 59.87% |  |  |  |  | Others - RES | 27.11% | 59.87% | 59.87% | 59.87%
[8 empty] | Others - Non RES | 0% | 50.58% | 50.58% | 50.58% |  |  |  |  | Others - Non RES | 0% | 50.58% | 50.58% | 50.58%
[8 empty] | Gas | 17.61% | 10.35% | 21.45% | 18.83% |  |  |  |  | Gas | 17.61% | 10.35% | 21.45% | 18.83%
[8 empty] | Coal | 54.91% | 64.28% | 19.56% | 1.935% |  |  |  |  | Coal | 54.91% | 64.28% | 19.56% | 1.935%
[8 empty] | Oil | 56.15% | 0% | 0% | 0% |  |  |  |  | Oil | 56.15% | 0% | 0% | 0%
[8 empty] | Wind | 24.11% | 24.98% | 25.1% | 25.03% |  |  |  |  | Wind | 24.11% | 24.98% | 25.1% | 25.03%
[8 empty] | Solar | 22.33% | 26.71% | 26.61% | 23.77% |  |  |  |  | Solar | 22.33% | 26.71% | 26.61% | 23.77%
[8 empty] | Biofuel | 41.35% | 0% | 0% | 0% |  |  |  |  | Biofuel | 41.35% | 0% | 0% | 0%
Note on AI48: Positive = Import Negative = Export

## FI_Assumptions
TYNDP 2017 | [7 empty] | ELECTRICITY SCENARIOS | Thermal Gap Approach |  |  | FI |  |  |  |  | ELECTRICITY SCENARIOS | Data Source: ENTSOE TYNDP 2016 |  |  |  | FI
[17 empty] | e-(energy unit) signifies electricity value | https://www.entsoe.eu/Documents/TYNDP%20documents/TYNDP%202016/rgips/TYNDP2016%20Scenario%20Development%20Report%20-%20Final.pdf
Scenarios Gas Demand for Power Generation
FI | [9 empty] | Slow Progression | Blue Transition | Green Revolution |  | Slow Progression | Blue Transition | Green Revolution |  |  | Slow Progression | Blue Transition | Green Revolution |  | Slow Progression | Blue Transition | Green Revolution
Scenario | Data Option | GWh/d | 2017 | 2020 | 2025 | 2030 | 2035 | Gas Demand for Power |  | Min Gas | Max Gas | Max Gas | INPUT PARAMETERS |  |  |  | Gas Demand for Power | ENTSO-E Hist | 2030 V1 | 2030 V3 | 2030 V4 | Yearly Gas Statistics | 2030 V1 | 2030 V3 | 2030 V4
EU Green Revolution |  | Yearly Average | 27 | 0 | 0 | 0.80061 | 0.32239 |  |  | 2030 V1 | 2030 V3 | 2030 V4 |  | 2030 V1 | 2030 V3 | 2030 V4 | Gas Consumption (GWh/y) | 10020 | 0 | 0 | 641.3168 | Gas Average Weighted Efficiency | 0% | 0% | 36.5%
EU Green Revolution |  | 14 Day Peak | 27 | 0 | 0 | 14.4361 | 14.4361 | Gas Consumption (GWh/y) |  | 0 | 0 | 468.1613 | Share of Gas in Others - Non RES | 0% | 0% | 0% | Gas Consumption (GWh/d) | 27.4521 | 0 | 0 | 1.757
EU Green Revolution |  | Peak Day | 56.3397 | 0 | 0 | 56.3397 | 56.3397 | Gas Consumption (GWh/d) |  | 0 | 0 | 1.2826
[13 empty] | Efficiency | 2030 V1 | 2030 V3 | 2030 V4
Scenario | Data Option | GWh/d | 2017 | 2020 | 2025 | 2030 | 2035 | [5 empty] | Yearly Gas Plant Efficiency | 50% | 50% | 50% | Gas Average Weighted Efficiency | 50%
Green Evolution | ENTSO-E | Yearly Average | 27 | 0 | 0 | 1.757 | 1.757
Green Evolution | ENTSO-E | 14 Day Peak | 27 | 0 | 0 | 14.4361 | 14.4361 | [5 empty] | Yearly Load Factors | 2030 V1 | 2030 V3 | 2030 V4
Green Evolution | ENTSO-E | Peak Day | 56.3397 | 0 | 0 | 56.3397 | 56.3397 | [5 empty] | Yearly Gas Load Factor Maximum | 75% | 75% | 75%
[9 empty] | ENTSO-E Hist | 2030 V1 | 2030 V3 | 2030 V4 | Yearly Gas Load Factor Minimum | 10% | 10% | 10% |  | ENTSO-E Hist | 2030 V1 | 2030 V3 | 2030 V4
Scenario | Data Option | GWh/d | 2017 | 2020 | 2025 | 2030 | 2035 | e-MW - Net Generation Capacity | 2015 | 2030 | 2030 | 2030 |  |  |  |  | e-MW - Net Generation Capacity | 2015 | 2030 | 2030 | 2030
Blue Transition | ENTSO-E | Yearly Average | 27 | 0 | 0 | 0 | 0 | Nuclear | 2752 | 5550 | 3350.0101 | 3350.0101 | Yearly Coal Load Factor Maximum | 75% | 75% | 75% | Nuclear | 2752 | 5550 | 3350.0101 | 3350.0101
Blue Transition | ENTSO-E | 14 Day Peak | 27 | 0 | 0 | 0 | 0 | Hydro | 3234 | 0 | 0 | 0 | Yearly Coal Load Factor Minimum | 10% | 10% | 10% | Hydro | 3234 | 0 | 0 | 0
Blue Transition | ENTSO-E | Peak Day | 56 | 0 | 0 | 0 | 0 | Hydro - pump | 0 | 3400 | 4350 | 3400 |  |  |  |  | Hydro - pump | 0 | 3400 | 4350 | 3400
[8 empty] | Others - RES | 0 | 3760 | 4670 | 4670 | 2 Week Load Factors | 2030 V1 | 2030 V3 | 2030 V4 | Others - RES | 0 | 3760 | 4670 | 4670
Scenario | Data Option | GWh/d | 2017 | 2020 | 2025 | 2030 | 2035 | Others - Non RES | 1696 | 1770 | 1390 | 1390 | 2W Gas Load Factor Maximum | 85% | 85% | 85% | Others - Non RES | 1696 | 1770 | 1390 | 1390
Slow Progression | ENTSO-E | Yearly Average | 27 | 0 | 0 | 0 | 0 | Gas | 1824 | 0 | 970 | 970 | 2W Gas Load Factor Minimum | 10% | 10% | 10% | Gas | 1824 | 0 | 970 | 970
Slow Progression | ENTSO-E | 14 Day Peak | 27 | 0 | 0 | 0 | 0 | Coal | 3445 | 805 | 0 | 0 |  |  |  |  | Coal | 3445 | 805 | 0 | 0
Slow Progression | ENTSO-E | Peak Day | 56 | 0 | 0 | 0 | 0 | Oil | 1738 | 1360.1 | 2165.04 | 2165.04 | 2W Coal Load Factor Maximum | 85% | 85% | 85% | Oil | 1738 | 1360.1 | 2165.04 | 2165.04
[8 empty] | Wind | 504 | 2500 | 5000 | 4057.1299 | 2W Coal Load Factor Minimum | 10% | 10% | 10% | Wind | 504 | 2500 | 5000 | 4057.1299
[8 empty] | Solar | 0 | 100 | 2500 | 1300 |  |  |  |  | Solar | 0 | 100 | 2500 | 1300
[8 empty] | Biofuel | 2085 | 579.99 | 579.99 | 579.99 | Peak Day Load Factors | 2030 V1 | 2030 V3 | 2030 V4 | Biofuel | 2085 | 579.99 | 579.99 | 579.99
[8 empty] | Import | 0 | 3800 | 3800 | 3800 | Peak Day Gas Load Factor Maximum | 95% | 95% | 95% | Import |  | 3800 | 3800 | 3800
[8 empty] | Export | 0 | 3800 | 3800 | 3800 | Peak Day Gas Load Factor Minimum | 10% | 10% | 10% | Export |  | 3800 | 3800 | 3800
[8 empty] | e-GWh/y - Generation | ENTSO-E Hist | 2030 V1 | 2030 V3 | 2030 V4 | Peak Day Coal Load Factor Maximum | 95% | 95% | 95% | e-GWh/y - Generation | ENTSO-E Hist | 2030 V1 | 2030 V3 | 2030 V4
[8 empty] | Nuclear | 22325 | 41469.7344 | 22656.3125 | 24767.6309 | Peak Day Coal Load Factor Minimum | 10% | 10% | 10% | Nuclear | 22325 | 41469.7344 | 22656.3125 | 24767.6309
[8 empty] | Hydro | 16574 | 0 | 0 | 0 |  |  |  |  | Hydro | 16574 | 0 | 0 | 0
[8 empty] | Hydro - pump | 0 | 13874.6201 | 14144.473 | 14161.9263 |  |  |  |  | Hydro - pump | 0 | 13874.6201 | 14144.473 | 14161.9263
[8 empty] | Others - RES | 786 | 11996.3955 | 15052.7998 | 15052.7959 |  |  |  |  | Others - RES | 786 | 11996.3955 | 15052.7998 | 15052.7959
[8 empty] | Others - Non RES | 3655 | 8601.6338 | 6451.3052 | 6450.9541 | Thermal Gap Results |  |  |  | Others - Non RES | 3655 | 8601.6338 | 6451.3052 | 6450.9541
[8 empty] | Gas | 5010 | 0 | 0.30622 | 234.0806 |  | 2030 V1 | 2030 V3 | 2030 V4 | Gas | 5010 | 0 | 0.30622 | 234.0806
[8 empty] | Coal | 5629 | 3131.5005 | 0 | 0 | Thermal Gap (e-GWh/y) | 3131.5005 | 0.30622 | 234.0806 | Coal | 5629 | 3131.5005 | 0 | 0
[8 empty] | Oil | 178 | 0 | 0 | 92.7819 | Thermal Gap (e-GWh/d) | 8.5795 | 0.00083896 | 0.64132 | Oil | 178 | 0 | 0 | 92.7819
[8 empty] | Wind | 2297 | 5451.1215 | 11739.4351 | 9230.7439 |  |  |  |  | Wind | 2297 | 5451.1215 | 11739.4351 | 9230.7439
[8 empty] | Solar | 0 | 78.337 | 1960.371 | 1019.3964 |  |  |  |  | Solar | 0 | 78.337 | 1960.371 | 1019.3964
[8 empty] | Biofuel | 10667 | 3187.9102 | 1774.2461 | 3917.8477 |  |  |  |  | Biofuel | 10667 | 3187.9102 | 1774.2461 | 3917.8477
[8 empty] | Annual demand (e-GWh/y) | 83458 | 91236.375 | 85111.2734 | 91934.3281 |  |  |  |  | Annual demand (e-GWh/y) | 83458 | 91236.375 | 85111.2734 | 91934.3281
[8 empty] | Net imports (e-GWh/y) | 16337 | 3445.1221 | 11332.0246 | 17006.1705 | Thermal Gap | Min Gas | Max Gas | Max Gas | Net imports (e-GWh/y) | 16337 | 3445.1221 | 11332.0246 | 17006.1705
[14 empty] | 2030 V1 | 2030 V3 | 2030 V4
[8 empty] | Net Demand (e-GWh/y) | 67121 | 87791.2529 | 73779.2488 | 74928.1576 | Thermal Gap (e-GWh/y) | 0 | 0 | 234.0806 | Net Demand (e-GWh/y) | 67121 | 87791.2529 | 73779.2488 | 74928.1576
[13 empty] | Thermal Gap (e-GWh/d) | 0 | 0 | 0.64132
[8 empty] | Yearly Load Factors | [8 empty] | Yearly Load Factors
[8 empty] | Calculated from capacity and generation data | ENTSO-E Hist | 2030 V1 | 2030 V3 | 2030 V4 |  |  |  |  | Calculated from capacity and generation data | ENTSO-E Hist | 2030 V1 | 2030 V3 | 2030 V4
[8 empty] | Nuclear | 92.61% | 85.3% | 77.2% | 84.4% |  |  |  |  | Nuclear | 92.61% | 85.3% | 77.2% | 84.4%
[8 empty] | Hydro | 58.5% | 0% | 0% | 0% |  |  |  |  | Hydro | 58.5% | 0% | 0% | 0%
[8 empty] | Hydro - pump | 0% | 46.58% | 37.12% | 47.55% |  |  |  |  | Hydro - pump | 0% | 46.58% | 37.12% | 47.55%
[8 empty] | Others - RES | 0% | 36.42% | 36.8% | 36.8% |  |  |  |  | Others - RES | 0% | 36.42% | 36.8% | 36.8%
[8 empty] | Others - Non RES | 24.6% | 55.48% | 52.98% | 52.98% |  |  |  |  | Others - Non RES | 24.6% | 55.48% | 52.98% | 52.98%
[8 empty] | Gas | 31.36% | 0% | 0.003604% | 2.755% |  |  |  |  | Gas | 31.36% | 0% | 0.003604% | 2.755%
[8 empty] | Coal | 18.65% | 44.41% | 0% | 0% |  |  |  |  | Coal | 18.65% | 44.41% | 0% | 0%
[8 empty] | Oil | 1.169% | 0% | 0% | 0.4892% |  |  |  |  | Oil | 1.169% | 0% | 0% | 0.4892%
[8 empty] | Wind | 52.03% | 24.89% | 26.8% | 25.97% |  |  |  |  | Wind | 52.03% | 24.89% | 26.8% | 25.97%
[8 empty] | Solar | 0% | 8.943% | 8.951% | 8.951% |  |  |  |  | Solar | 0% | 8.943% | 8.951% | 8.951%
[8 empty] | Biofuel | 58.4% | 62.75% | 34.92% | 77.11% |  |  |  |  | Biofuel | 58.4% | 62.75% | 34.92% | 77.11%
Note on AI48: Positive = Import Negative = Export

## FR_Assumptions
TYNDP 2017 | [7 empty] | ELECTRICITY SCENARIOS | Thermal Gap Approach |  |  | FR |  |  |  |  | ELECTRICITY SCENARIOS | Data Source: ENTSOE TYNDP 2016 |  |  |  | FR
[17 empty] | e-(energy unit) signifies electricity value | https://www.entsoe.eu/Documents/TYNDP%20documents/TYNDP%202016/rgips/TYNDP2016%20Scenario%20Development%20Report%20-%20Final.pdf
Scenarios Gas Demand for Power Generation
FR | [9 empty] | Slow Progression | Blue Transition | Green Revolution |  | Slow Progression | Blue Transition | Green Revolution |  |  | Slow Progression | Blue Transition | Green Revolution |  | Slow Progression | Blue Transition | Green Revolution
Scenario | Data Option | GWh/d | 2017 | 2020 | 2025 | 2030 | 2035 | Gas Demand for Power |  | Min Gas | Max Gas | Max Gas | INPUT PARAMETERS |  |  |  | Gas Demand for Power | ENTSO-E Hist | 2030 V1 | 2030 V3 | 2030 V4 | Yearly Gas Statistics | 2030 V1 | 2030 V3 | 2030 V4
EU Green Revolution |  | Yearly Average | 128.9262 | 128.4638 | 155 | 155 | 155 |  |  | 2030 V1 | 2030 V3 | 2030 V4 |  | 2030 V1 | 2030 V3 | 2030 V4 | Gas Consumption (GWh/y) | 44164 | 551.947 | 26206.7766 | 31989.1659 | Gas Average Weighted Efficiency | 56.5% | 56.48% | 55.98%
EU Green Revolution |  | 14 Day Peak | 411.2369 | 442.9038 | 494.2127 | 709.2127 | 809.2127 | Gas Consumption (GWh/y) |  | 10601.3518 | 26552.7753 | 34386.5759 | Share of Gas in Others - Non RES | 0% | 0% | 0% | Gas Consumption (GWh/d) | 120.9973 | 1.5122 | 71.7994 | 87.6416
EU Green Revolution |  | Peak Day | 411.2369 | 442.9038 | 494.2127 | 709.2127 | 809.2127 | Gas Consumption (GWh/d) |  | 29.0448 | 72.7473 | 94.2098
[13 empty] | Efficiency | 2030 V1 | 2030 V3 | 2030 V4
Scenario | Data Option | GWh/d | 2017 | 2020 | 2025 | 2030 | 2035 | [5 empty] | Yearly Gas Plant Efficiency | 50% | 50% | 50% | Gas Average Weighted Efficiency | 50%
Green Evolution | Own Data | Yearly Average | 128.9262 | 128.4638 | 173.9879 | 326.087 | 337.685
Green Evolution | Own Data | 14 Day Peak | 411.2369 | 442.9038 | 494.2127 | 709.2127 | 809.2127 | [5 empty] | Yearly Load Factors | 2030 V1 | 2030 V3 | 2030 V4
Green Evolution | Own Data | Peak Day | 411.2369 | 442.9038 | 494.2127 | 709.2127 | 809.2127 | [5 empty] | Yearly Gas Load Factor Maximum | 75% | 75% | 75%
[9 empty] | ENTSO-E Hist | 2030 V1 | 2030 V3 | 2030 V4 | Yearly Gas Load Factor Minimum | 10% | 10% | 10% |  | ENTSO-E Hist | 2030 V1 | 2030 V3 | 2030 V4
Scenario | Data Option | GWh/d | 2017 | 2020 | 2025 | 2030 | 2035 | e-MW - Net Generation Capacity | 2015 | 2030 | 2030 | 2030 |  |  |  |  | e-MW - Net Generation Capacity | 2015 | 2030 | 2030 | 2030
Blue Transition | Own Data | Yearly Average | 128.9262 | 128.4638 | 173.9879 | 326.087 | 337.685 | Nuclear | 63130 | 57643.771 | 37646.0603 | 37646.0603 | Yearly Coal Load Factor Maximum | 75% | 75% | 75% | Nuclear | 63130 | 57643.771 | 37646.0603 | 37646.0603
Blue Transition | Own Data | 14 Day Peak | 411.2369 | 442.9038 | 494.2127 | 709.2127 | 809.2127 | Hydro | 23704 | 7600 | 7600 | 7600 | Yearly Coal Load Factor Minimum | 10% | 10% | 10% | Hydro | 23704 | 7600 | 7600 | 7600
Blue Transition | Own Data | Peak Day | 411.2369 | 442.9038 | 494.2127 | 709.2127 | 809.2127 | Hydro - pump | 1712 | 17600 | 19600 | 19600 |  |  |  |  | Hydro - pump | 1712 | 17600 | 19600 | 19600
[8 empty] | Others - RES | 0 | 1400 | 4800 | 4800 | 2 Week Load Factors | 2030 V1 | 2030 V3 | 2030 V4 | Others - RES | 0 | 1400 | 4800 | 4800
Scenario | Data Option | GWh/d | 2017 | 2020 | 2025 | 2030 | 2035 | Others - Non RES | 0 | 5400 | 5400 | 5400 | 2W Gas Load Factor Maximum | 85% | 85% | 85% | Others - Non RES | 0 | 5400 | 5400 | 5400
Slow Progression | Own Data | Yearly Average | 128.9262 | 128.4638 | 155 | 155 | 155 | Gas | 10341 | 6050.9999 | 14051.0398 | 14051.0398 | 2W Gas Load Factor Minimum | 10% | 10% | 10% | Gas | 10341 | 6050.9999 | 14051.0398 | 14051.0398
Slow Progression | Own Data | 14 Day Peak | 411.2369 | 442.9038 | 454.2127 | 454.2127 | 454.2127 | Coal | 4507 | 1740 | 1740 | 1740 |  |  |  |  | Coal | 4507 | 1740 | 1740 | 1740
Slow Progression | Own Data | Peak Day | 411.2369 | 442.9038 | 454.2127 | 454.2127 | 454.2127 | Oil | 8887 | 819 | 819 | 819 | 2W Coal Load Factor Maximum | 85% | 85% | 85% | Oil | 8887 | 819 | 819 | 819
[8 empty] | Wind | 9262 | 21700 | 36600 | 44850.9902 | 2W Coal Load Factor Minimum | 10% | 10% | 10% | Wind | 9262 | 21700 | 36600 | 44850.9902
[8 empty] | Solar | 5296 | 12300 | 24100 | 18200.4707 |  |  |  |  | Solar | 5296 | 12300 | 24100 | 18200.4707
[8 empty] | Biofuel | 1580 | 0 | 0 | 0 | Peak Day Load Factors | 2030 V1 | 2030 V3 | 2030 V4 | Biofuel | 1580 | 0 | 0 | 0
[8 empty] | Import | 0 | 31630 | 31630 | 31630 | Peak Day Gas Load Factor Maximum | 95% | 95% | 95% | Import |  | 31630 | 31630 | 31630
[8 empty] | Export | 0 | 31630 | 31630 | 31630 | Peak Day Gas Load Factor Minimum | 10% | 10% | 10% | Export |  | 31630 | 31630 | 31630
[8 empty] | e-GWh/y - Generation | ENTSO-E Hist | 2030 V1 | 2030 V3 | 2030 V4 | Peak Day Coal Load Factor Maximum | 95% | 95% | 95% | e-GWh/y - Generation | ENTSO-E Hist | 2030 V1 | 2030 V3 | 2030 V4
[8 empty] | Nuclear | 416796 | 404565.5 | 256371.7031 | 257028.6406 | Peak Day Coal Load Factor Minimum | 10% | 10% | 10% | Nuclear | 416796 | 404565.5 | 256371.7031 | 257028.6406
[8 empty] | Hydro | 53948 | 40667.6289 | 40667.6289 | 40667.6289 |  |  |  |  | Hydro | 53948 | 40667.6289 | 40667.6289 | 40667.6289
[8 empty] | Hydro - pump | 4776 | 19322.4336 | 19567.8945 | 19990.2832 |  |  |  |  | Hydro - pump | 4776 | 19322.4336 | 19567.8945 | 19990.2832
[8 empty] | Others - RES | 0 | 6001.6143 | 18123.3789 | 18123.3789 |  |  |  |  | Others - RES | 0 | 6001.6143 | 18123.3789 | 18123.3789
[8 empty] | Others - Non RES | 0 | 12825.71 | 12825.71 | 12825.71 | Thermal Gap Results |  |  |  | Others - Non RES | 0 | 12825.71 | 12825.71 | 12825.71
[8 empty] | Gas | 22082 | 311.8501 | 14800.6277 | 17906.6321 |  | 2030 V1 | 2030 V3 | 2030 V4 | Gas | 22082 | 311.8501 | 14800.6277 | 17906.6321
[8 empty] | Coal | 8605 | 9573.5596 | 0 | 810.8959 | Thermal Gap (e-GWh/y) | 9885.4096 | 14800.6277 | 18717.528 | Coal | 8605 | 9573.5596 | 0 | 810.8959
[8 empty] | Oil | 3375 | 0 | 0 | 0 | Thermal Gap (e-GWh/d) | 27.0833 | 40.5497 | 51.2809 | Oil | 3375 | 0 | 0 | 0
[8 empty] | Wind | 21067 | 48595.1348 | 87437.6484 | 121980.0625 |  |  |  |  | Wind | 21067 | 48595.1348 | 87437.6484 | 121980.0625
[8 empty] | Solar | 7432 | 15408.9521 | 30191.4453 | 22800.7734 |  |  |  |  | Solar | 7432 | 15408.9521 | 30191.4453 | 22800.7734
[8 empty] | Biofuel | 7878 | 0 | 0 | 0 |  |  |  |  | Biofuel | 7878 | 0 | 0 | 0
[8 empty] | Annual demand (e-GWh/y) | 475403 | 447878.6562 | 481431.5 | 498832.625 |  |  |  |  | Annual demand (e-GWh/y) | 475403 | 447878.6562 | 481431.5 | 498832.625
[8 empty] | Net imports (e-GWh/y) | -70556 | -109393.727 | 1445.4632 | -13301.3805 | Thermal Gap | Min Gas | Max Gas | Max Gas | Net imports (e-GWh/y) | -70556 | -109393.727 | 1445.4632 | -13301.3805
[14 empty] | 2030 V1 | 2030 V3 | 2030 V4
[8 empty] | Net Demand (e-GWh/y) | 545959 | 557272.3833 | 479986.0368 | 512134.0055 | Thermal Gap (e-GWh/y) | 5300.6759 | 13276.3877 | 17193.288 | Net Demand (e-GWh/y) | 545959 | 557272.3833 | 479986.0368 | 512134.0055
[13 empty] | Thermal Gap (e-GWh/d) | 14.5224 | 36.3737 | 47.1049
[8 empty] | Yearly Load Factors | [8 empty] | Yearly Load Factors
[8 empty] | Calculated from capacity and generation data | ENTSO-E Hist | 2030 V1 | 2030 V3 | 2030 V4 |  |  |  |  | Calculated from capacity and generation data | ENTSO-E Hist | 2030 V1 | 2030 V3 | 2030 V4
[8 empty] | Nuclear | 75.37% | 80.12% | 77.74% | 77.94% |  |  |  |  | Nuclear | 75.37% | 80.12% | 77.74% | 77.94%
[8 empty] | Hydro | 25.98% | 61.08% | 61.08% | 61.08% |  |  |  |  | Hydro | 25.98% | 61.08% | 61.08% | 61.08%
[8 empty] | Hydro - pump | 31.85% | 12.53% | 11.4% | 11.64% |  |  |  |  | Hydro - pump | 31.85% | 12.53% | 11.4% | 11.64%
[8 empty] | Others - RES | 0% | 48.94% | 43.1% | 43.1% |  |  |  |  | Others - RES | 0% | 48.94% | 43.1% | 43.1%
[8 empty] | Others - Non RES | 0% | 27.11% | 27.11% | 27.11% |  |  |  |  | Others - Non RES | 0% | 27.11% | 27.11% | 27.11%
[8 empty] | Gas | 24.38% | 0.5883% | 12.02% | 14.55% |  |  |  |  | Gas | 24.38% | 0.5883% | 12.02% | 14.55%
[8 empty] | Coal | 21.8% | 62.81% | 0% | 5.32% |  |  |  |  | Coal | 21.8% | 62.81% | 0% | 5.32%
[8 empty] | Oil | 4.335% | 0% | 0% | 0% |  |  |  |  | Oil | 4.335% | 0% | 0% | 0%
[8 empty] | Wind | 25.97% | 25.56% | 27.27% | 31.05% |  |  |  |  | Wind | 25.97% | 25.56% | 27.27% | 31.05%
[8 empty] | Solar | 16.02% | 14.3% | 14.3% | 14.3% |  |  |  |  | Solar | 16.02% | 14.3% | 14.3% | 14.3%
[8 empty] | Biofuel | 56.92% | 0% | 0% | 0% |  |  |  |  | Biofuel | 56.92% | 0% | 0% | 0%
Note on AI48: Positive = Import Negative = Export

## GR_Assumptions
TYNDP 2017 | [7 empty] | ELECTRICITY SCENARIOS | Thermal Gap Approach |  |  | GR |  |  |  |  | ELECTRICITY SCENARIOS | Data Source: ENTSOE TYNDP 2016 |  |  |  | GR
[17 empty] | e-(energy unit) signifies electricity value | https://www.entsoe.eu/Documents/TYNDP%20documents/TYNDP%202016/rgips/TYNDP2016%20Scenario%20Development%20Report%20-%20Final.pdf
Scenarios Gas Demand for Power Generation
GR | [9 empty] | Slow Progression | Blue Transition | Green Revolution |  | Slow Progression | Blue Transition | Green Revolution |  |  | Slow Progression | Blue Transition | Green Revolution |  | Slow Progression | Blue Transition | Green Revolution
Scenario | Data Option | GWh/d | 2017 | 2020 | 2025 | 2030 | 2035 | Gas Demand for Power |  | Min Gas | Max Gas | Max Gas | INPUT PARAMETERS |  |  |  | Gas Demand for Power | ENTSO-E Hist | 2030 V1 | 2030 V3 | 2030 V4 | Yearly Gas Statistics | 2030 V1 | 2030 V3 | 2030 V4
EU Green Revolution |  | Yearly Average | 63.7563 | 63.1539 | 55.4811 | 56.3524 | 53.7814 |  |  | 2030 V1 | 2030 V3 | 2030 V4 |  | 2030 V1 | 2030 V3 | 2030 V4 | Gas Consumption (GWh/y) | 14538 | 7393.3473 | 13277.603 | 22493.4617 | Gas Average Weighted Efficiency | 56.5% | 56.5% | 56.41%
EU Green Revolution |  | 14 Day Peak | 100.8825 | 103.0204 | 101.0648 | 106.0756 | 106.0756 | Gas Consumption (GWh/y) |  | 10953.2414 | 23066.2912 | 35142.5341 | Share of Gas in Others - Non RES | 0% | 0% | 0% | Gas Consumption (GWh/d) | 39.8301 | 20.2557 | 36.377 | 61.6259
EU Green Revolution |  | Peak Day | 127.2386 | 128.0538 | 123.4936 | 121.5579 | 121.5579 | Gas Consumption (GWh/d) |  | 30.0089 | 63.1953 | 96.2809
[13 empty] | Efficiency | 2030 V1 | 2030 V3 | 2030 V4
Scenario | Data Option | GWh/d | 2017 | 2020 | 2025 | 2030 | 2035 | [5 empty] | Yearly Gas Plant Efficiency | 50% | 50% | 50% | Gas Average Weighted Efficiency | 50%
Green Evolution | Own Data | Yearly Average | 63.7563 | 63.1539 | 58.0656 | 61.6813 | 61.6813
Green Evolution | Own Data | 14 Day Peak | 100.8825 | 103.0204 | 101.0648 | 106.0756 | 106.0756 | [5 empty] | Yearly Load Factors | 2030 V1 | 2030 V3 | 2030 V4
Green Evolution | Own Data | Peak Day | 127.2386 | 128.0538 | 123.4936 | 121.5579 | 121.5579 | [5 empty] | Yearly Gas Load Factor Maximum | 75% | 75% | 75%
[9 empty] | ENTSO-E Hist | 2030 V1 | 2030 V3 | 2030 V4 | Yearly Gas Load Factor Minimum | 10% | 10% | 10% |  | ENTSO-E Hist | 2030 V1 | 2030 V3 | 2030 V4
Scenario | Data Option | GWh/d | 2017 | 2020 | 2025 | 2030 | 2035 | e-MW - Net Generation Capacity | 2015 | 2030 | 2030 | 2030 |  |  |  |  | e-MW - Net Generation Capacity | 2015 | 2030 | 2030 | 2030
Blue Transition | Own Data | Yearly Average | 63.7563 | 63.1539 | 58.0656 | 61.6813 | 61.6813 | Nuclear | 0 | 0 | 0 | 0 | Yearly Coal Load Factor Maximum | 75% | 75% | 75% | Nuclear | 0 | 0 | 0 | 0
Blue Transition | Own Data | 14 Day Peak | 100.8825 | 103.0204 | 101.0648 | 106.0756 | 106.0756 | Hydro | 220 | 250 | 350 | 350 | Yearly Coal Load Factor Minimum | 10% | 10% | 10% | Hydro | 220 | 250 | 350 | 350
Blue Transition | Own Data | Peak Day | 127.2386 | 128.0538 | 123.4936 | 121.5579 | 121.5579 | Hydro - pump | 3017 | 4009 | 4349 | 4016.14 |  |  |  |  | Hydro - pump | 3017 | 4009 | 4349 | 4016.14
[8 empty] | Others - RES | 0 | 480 | 650 | 650 | 2 Week Load Factors | 2030 V1 | 2030 V3 | 2030 V4 | Others - RES | 0 | 480 | 650 | 650
Scenario | Data Option | GWh/d | 2017 | 2020 | 2025 | 2030 | 2035 | Others - Non RES | 0 | 0 | 0 | 0 | 2W Gas Load Factor Maximum | 85% | 85% | 85% | Others - Non RES | 0 | 0 | 0 | 0
Slow Progression | Own Data | Yearly Average | 63.7563 | 63.1539 | 58.0656 | 61.6813 | 61.6813 | Gas | 4902 | 6251.8501 | 6251.8501 | 6251.8501 | 2W Gas Load Factor Minimum | 10% | 10% | 10% | Gas | 4902 | 6251.8501 | 6251.8501 | 6251.8501
Slow Progression | Own Data | 14 Day Peak | 100.8825 | 103.0204 | 101.0648 | 106.0756 | 106.0756 | Coal | 4456 | 2875.9799 | 2212 | 1070 |  |  |  |  | Coal | 4456 | 2875.9799 | 2212 | 1070
Slow Progression | Own Data | Peak Day | 127.2386 | 128.0538 | 123.4936 | 121.5579 | 121.5579 | Oil | 698 | 0 | 0 | 0 | 2W Coal Load Factor Maximum | 85% | 85% | 85% | Oil | 698 | 0 | 0 | 0
[8 empty] | Wind | 1662 | 6200 | 7800 | 12335.3398 | 2W Coal Load Factor Minimum | 10% | 10% | 10% | Wind | 1662 | 6200 | 7800 | 12335.3398
[8 empty] | Solar | 2436 | 4250 | 5300 | 8384.1201 |  |  |  |  | Solar | 2436 | 4250 | 5300 | 8384.1201
[8 empty] | Biofuel | 47 | 0 | 0 | 0 | Peak Day Load Factors | 2030 V1 | 2030 V3 | 2030 V4 | Biofuel | 47 | 0 | 0 | 0
[8 empty] | Import | 0 | 4132 | 4132 | 4132 | Peak Day Gas Load Factor Maximum | 95% | 95% | 95% | Import |  | 4132 | 4132 | 4132
[8 empty] | Export | 0 | 4132 | 4132 | 4132 | Peak Day Gas Load Factor Minimum | 10% | 10% | 10% | Export |  | 4132 | 4132 | 4132
[8 empty] | e-GWh/y - Generation | ENTSO-E Hist | 2030 V1 | 2030 V3 | 2030 V4 | Peak Day Coal Load Factor Maximum | 95% | 95% | 95% | e-GWh/y - Generation | ENTSO-E Hist | 2030 V1 | 2030 V3 | 2030 V4
[8 empty] | Nuclear | 0 | 0 | 0 | 0 | Peak Day Coal Load Factor Minimum | 10% | 10% | 10% | Nuclear | 0 | 0 | 0 | 0
[8 empty] | Hydro | 708 | 927.0234 | 1297.1281 | 1297.1281 |  |  |  |  | Hydro | 708 | 927.0234 | 1297.1281 | 1297.1281
[8 empty] | Hydro - pump | 5391 | 5611.1168 | 5540.2161 | 5728.4154 |  |  |  |  | Hydro - pump | 5391 | 5611.1168 | 5540.2161 | 5728.4154
[8 empty] | Others - RES | 1304 | 2140.3196 | 2944.0227 | 2944.0227 |  |  |  |  | Others - RES | 1304 | 2140.3196 | 2944.0227 | 2944.0227
[8 empty] | Others - Non RES | 0 | 0 | 0 | 0 | Thermal Gap Results |  |  |  | Others - Non RES | 0 | 0 | 0 | 0
[8 empty] | Gas | 7269 | 4177.2412 | 7501.8457 | 12688.2447 |  | 2030 V1 | 2030 V3 | 2030 V4 | Gas | 7269 | 4177.2412 | 7501.8457 | 12688.2447
[8 empty] | Coal | 19417 | 20114.0112 | 5969.0119 | 5820.3423 | Thermal Gap (e-GWh/y) | 24291.2524 | 13470.8576 | 18508.587 | Coal | 19417 | 20114.0112 | 5969.0119 | 5820.3423
[8 empty] | Oil | 0 | 0 | 0 | 0 | Thermal Gap (e-GWh/d) | 66.5514 | 36.9065 | 50.7085 | Oil | 0 | 0 | 0 | 0
[8 empty] | Wind | 3744 | 15573.2686 | 19606.6406 | 31039.543 |  |  |  |  | Wind | 3744 | 15573.2686 | 19606.6406 | 31039.543
[8 empty] | Solar | 3573 | 6902.2207 | 8584.0696 | 13232.5867 |  |  |  |  | Solar | 3573 | 6902.2207 | 8584.0696 | 13232.5867
[8 empty] | Biofuel | 221 | 0 | 0 | 0 |  |  |  |  | Biofuel | 221 | 0 | 0 | 0
[8 empty] | Annual demand (e-GWh/y) | 51160 | 61179.0625 | 48405.3945 | 61415.9805 |  |  |  |  | Annual demand (e-GWh/y) | 51160 | 61179.0625 | 48405.3945 | 61415.9805
[8 empty] | Net imports (e-GWh/y) | 9533 | 5733.861 | -3037.5402 | -11334.3024 | Thermal Gap | Min Gas | Max Gas | Max Gas | Net imports (e-GWh/y) | 9533 | 5733.861 | -3037.5402 | -11334.3024
[14 empty] | 2030 V1 | 2030 V3 | 2030 V4
[8 empty] | Net Demand (e-GWh/y) | 41627 | 55445.2015 | 51442.9347 | 72750.2829 | Thermal Gap (e-GWh/y) | 5476.6207 | 11533.1456 | 17571.267 | Net Demand (e-GWh/y) | 41627 | 55445.2015 | 51442.9347 | 72750.2829
[13 empty] | Thermal Gap (e-GWh/d) | 15.0044 | 31.5977 | 48.1405
[8 empty] | Yearly Load Factors | [8 empty] | Yearly Load Factors
[8 empty] | Calculated from capacity and generation data | ENTSO-E Hist | 2030 V1 | 2030 V3 | 2030 V4 |  |  |  |  | Calculated from capacity and generation data | ENTSO-E Hist | 2030 V1 | 2030 V3 | 2030 V4
[8 empty] | Nuclear | 0% | 0% | 0% | 0% |  |  |  |  | Nuclear | 0% | 0% | 0% | 0%
[8 empty] | Hydro | 36.74% | 42.33% | 42.31% | 42.31% |  |  |  |  | Hydro | 36.74% | 42.33% | 42.31% | 42.31%
[8 empty] | Hydro - pump | 20.4% | 15.98% | 14.54% | 16.28% |  |  |  |  | Hydro - pump | 20.4% | 15.98% | 14.54% | 16.28%
[8 empty] | Others - RES | 0% | 50.9% | 51.7% | 51.7% |  |  |  |  | Others - RES | 0% | 50.9% | 51.7% | 51.7%
[8 empty] | Others - Non RES | 0% | 0% | 0% | 0% |  |  |  |  | Others - Non RES | 0% | 0% | 0% | 0%
[8 empty] | Gas | 16.93% | 7.627% | 13.7% | 23.17% |  |  |  |  | Gas | 16.93% | 7.627% | 13.7% | 23.17%
[8 empty] | Coal | 49.74% | 79.84% | 30.8% | 62.1% |  |  |  |  | Coal | 49.74% | 79.84% | 30.8% | 62.1%
[8 empty] | Oil | 0% | 0% | 0% | 0% |  |  |  |  | Oil | 0% | 0% | 0% | 0%
[8 empty] | Wind | 25.72% | 28.67% | 28.69% | 28.73% |  |  |  |  | Wind | 25.72% | 28.67% | 28.69% | 28.73%
[8 empty] | Solar | 16.74% | 18.54% | 18.49% | 18.02% |  |  |  |  | Solar | 16.74% | 18.54% | 18.49% | 18.02%
[8 empty] | Biofuel | 53.68% | 0% | 0% | 0% |  |  |  |  | Biofuel | 53.68% | 0% | 0% | 0%
Note on AI48: Positive = Import Negative = Export

## HR_Assumptions
TYNDP 2017 | [7 empty] | ELECTRICITY SCENARIOS | Thermal Gap Approach |  |  | HR |  |  |  |  | ELECTRICITY SCENARIOS | Data Source: ENTSOE TYNDP 2016 |  |  |  | HR
[17 empty] | e-(energy unit) signifies electricity value | https://www.entsoe.eu/Documents/TYNDP%20documents/TYNDP%202016/rgips/TYNDP2016%20Scenario%20Development%20Report%20-%20Final.pdf
Scenarios Gas Demand for Power Generation
HR | [9 empty] | Slow Progression | Blue Transition | Green Revolution |  | Slow Progression | Blue Transition | Green Revolution |  |  | Slow Progression | Blue Transition | Green Revolution |  | Slow Progression | Blue Transition | Green Revolution
Scenario | Data Option | GWh/d | 2017 | 2020 | 2025 | 2030 | 2035 | Gas Demand for Power |  | Min Gas | Max Gas | Max Gas | INPUT PARAMETERS |  |  |  | Gas Demand for Power | ENTSO-E Hist | 2030 V1 | 2030 V3 | 2030 V4 | Yearly Gas Statistics | 2030 V1 | 2030 V3 | 2030 V4
EU Green Revolution |  | Yearly Average | 12.7762 | 23.4093 | 24.3985 | 30.2182 | 36.6524 |  |  | 2030 V1 | 2030 V3 | 2030 V4 |  | 2030 V1 | 2030 V3 | 2030 V4 | Gas Consumption (GWh/y) | 1616 | 1117.7495 | 8233.4788 | 10522.9008 | Gas Average Weighted Efficiency | 56.5% | 56.5% | 56.45%
EU Green Revolution |  | 14 Day Peak | 26.4368 | 48.4392 | 52.7321 | 67.503 | 83.9213 | Gas Consumption (GWh/y) |  | 2978.4175 | 7470.3197 | 11104.0708 | Share of Gas in Others - Non RES | 0% | 0% | 0% | Gas Consumption (GWh/d) | 4.4274 | 3.0623 | 22.5575 | 28.8299
EU Green Revolution |  | Peak Day | 31.6004 | 57.9002 | 63.0316 | 80.6875 | 100.3127 | Gas Consumption (GWh/d) |  | 8.16 | 20.4666 | 30.4221
[13 empty] | Efficiency | 2030 V1 | 2030 V3 | 2030 V4
Scenario | Data Option | GWh/d | 2017 | 2020 | 2025 | 2030 | 2035 | [5 empty] | Yearly Gas Plant Efficiency | 50% | 50% | 50% | Gas Average Weighted Efficiency | 50%
Green Evolution | Own Data | Yearly Average | 12.7762 | 23.4093 | 25.4839 | 32.6223 | 40.5568
Green Evolution | Own Data | 14 Day Peak | 26.4368 | 48.4392 | 52.7321 | 67.503 | 83.9213 | [5 empty] | Yearly Load Factors | 2030 V1 | 2030 V3 | 2030 V4
Green Evolution | Own Data | Peak Day | 31.6004 | 57.9002 | 63.0316 | 80.6875 | 100.3127 | [5 empty] | Yearly Gas Load Factor Maximum | 75% | 75% | 75%
[9 empty] | ENTSO-E Hist | 2030 V1 | 2030 V3 | 2030 V4 | Yearly Gas Load Factor Minimum | 10% | 10% | 10% |  | ENTSO-E Hist | 2030 V1 | 2030 V3 | 2030 V4
Scenario | Data Option | GWh/d | 2017 | 2020 | 2025 | 2030 | 2035 | e-MW - Net Generation Capacity | 2015 | 2030 | 2030 | 2030 |  |  |  |  | e-MW - Net Generation Capacity | 2015 | 2030 | 2030 | 2030
Blue Transition | Own Data | Yearly Average | 11.3851 | 19.5129 | 20.3349 | 25.5248 | 30.7512 | Nuclear | 0 | 0 | 0 | 0 | Yearly Coal Load Factor Maximum | 75% | 75% | 75% | Nuclear | 0 | 0 | 0 | 0
Blue Transition | Own Data | 14 Day Peak | 23.5584 | 40.3768 | 42.0775 | 52.8167 | 63.6312 | Hydro | 2112 | 500 | 500 | 500 | Yearly Coal Load Factor Minimum | 10% | 10% | 10% | Hydro | 2112 | 500 | 500 | 500
Blue Transition | Own Data | Peak Day | 28.1597 | 48.2631 | 50.296 | 63.1327 | 76.0595 | Hydro - pump | 0 | 2200 | 2500 | 2700 |  |  |  |  | Hydro - pump | 0 | 2200 | 2500 | 2700
[8 empty] | Others - RES | 29 | 300 | 300 | 300 | 2 Week Load Factors | 2030 V1 | 2030 V3 | 2030 V4 | Others - RES | 29 | 300 | 300 | 300
Scenario | Data Option | GWh/d | 2017 | 2020 | 2025 | 2030 | 2035 | Others - Non RES | 629 | 300 | 300 | 300 | 2W Gas Load Factor Maximum | 85% | 85% | 85% | Others - Non RES | 629 | 300 | 300 | 300
Slow Progression | Own Data | Yearly Average | 11.4133 | 11.1372 | 10.5392 | 10.3628 | 9.6945 | Gas | 496 | 1700.01 | 1700.01 | 1700.01 | 2W Gas Load Factor Minimum | 10% | 10% | 10% | Gas | 496 | 1700.01 | 1700.01 | 1700.01
Slow Progression | Own Data | 14 Day Peak | 23.6167 | 23.0453 | 21.808 | 21.443 | 20.06 | Coal | 325 | 1200 | 1200 | 1200 |  |  |  |  | Coal | 325 | 1200 | 1200 | 1200
Slow Progression | Own Data | Peak Day | 28.2294 | 27.5465 | 26.0675 | 25.6312 | 23.9781 | Oil | 320 | 200 | 200 | 200 | 2W Coal Load Factor Maximum | 85% | 85% | 85% | Oil | 320 | 200 | 200 | 200
[8 empty] | Wind | 340 | 1300 | 1500 | 1400 | 2W Coal Load Factor Minimum | 10% | 10% | 10% | Wind | 340 | 1300 | 1500 | 1400
[8 empty] | Solar | 34 | 200 | 200 | 929.03 |  |  |  |  | Solar | 34 | 200 | 200 | 929.03
[8 empty] | Biofuel | 8 | 0 | 0 | 0 | Peak Day Load Factors | 2030 V1 | 2030 V3 | 2030 V4 | Biofuel | 8 | 0 | 0 | 0
[8 empty] | Import | 0 | 6412 | 6412 | 6412 | Peak Day Gas Load Factor Maximum | 95% | 95% | 95% | Import |  | 6412 | 6412 | 6412
[8 empty] | Export | 0 | 6412 | 6412 | 6412 | Peak Day Gas Load Factor Minimum | 10% | 10% | 10% | Export |  | 6412 | 6412 | 6412
[8 empty] | e-GWh/y - Generation | ENTSO-E Hist | 2030 V1 | 2030 V3 | 2030 V4 | Peak Day Coal Load Factor Maximum | 95% | 95% | 95% | e-GWh/y - Generation | ENTSO-E Hist | 2030 V1 | 2030 V3 | 2030 V4
[8 empty] | Nuclear | 0 | 0 | 0 | 0 | Peak Day Coal Load Factor Minimum | 10% | 10% | 10% | Nuclear | 0 | 0 | 0 | 0
[8 empty] | Hydro | 5657 | 1415.0647 | 1543.2499 | 1543.9232 |  |  |  |  | Hydro | 5657 | 1415.0647 | 1543.2499 | 1543.9232
[8 empty] | Hydro - pump | 0 | 3879.9162 | 4193.7453 | 4492.0841 |  |  |  |  | Hydro - pump | 0 | 3879.9162 | 4193.7453 | 4492.0841
[8 empty] | Others - RES | 0 | 1223.0382 | 1223.0382 | 1223.0382 |  |  |  |  | Others - RES | 0 | 1223.0382 | 1223.0382 | 1223.0382
[8 empty] | Others - Non RES | 221 | 873.6028 | 873.6028 | 873.6028 | Thermal Gap Results |  |  |  | Others - Non RES | 221 | 873.6028 | 873.6028 | 873.6028
[8 empty] | Gas | 808 | 631.5284 | 4651.9155 | 5940.2129 |  | 2030 V1 | 2030 V3 | 2030 V4 | Gas | 808 | 631.5284 | 4651.9155 | 5940.2129
[8 empty] | Coal | 2096 | 6198.9497 | 134.4443 | 663.0225 | Thermal Gap (e-GWh/y) | 6830.4781 | 4786.3598 | 6603.2354 | Coal | 2096 | 6198.9497 | 134.4443 | 663.0225
[8 empty] | Oil | 41 | 0 | 0 | 0 | Thermal Gap (e-GWh/d) | 18.7136 | 13.1133 | 18.0911 | Oil | 41 | 0 | 0 | 0
[8 empty] | Wind | 788 | 2086.0064 | 2406.8975 | 2246.5029 |  |  |  |  | Wind | 788 | 2086.0064 | 2406.8975 | 2246.5029
[8 empty] | Solar | 0 | 450.6412 | 450.6412 | 1448.6796 |  |  |  |  | Solar | 0 | 450.6412 | 450.6412 | 1448.6796
[8 empty] | Biofuel | 0 | 0 | 0 | 0 |  |  |  |  | Biofuel | 0 | 0 | 0 | 0
[8 empty] | Annual demand (e-GWh/y) | 16984 | 22112.0742 | 21717.5801 | 22430.8828 |  |  |  |  | Annual demand (e-GWh/y) | 16984 | 22112.0742 | 21717.5801 | 22430.8828
[8 empty] | Net imports (e-GWh/y) | 7373 | 5353.3267 | 6240.0454 | 3999.8165 | Thermal Gap | Min Gas | Max Gas | Max Gas | Net imports (e-GWh/y) | 7373 | 5353.3267 | 6240.0454 | 3999.8165
[14 empty] | 2030 V1 | 2030 V3 | 2030 V4
[8 empty] | Net Demand (e-GWh/y) | 9611 | 16758.7475 | 15477.5347 | 18431.0663 | Thermal Gap (e-GWh/y) | 1489.2088 | 3735.1598 | 5552.0354 | Net Demand (e-GWh/y) | 9611 | 16758.7475 | 15477.5347 | 18431.0663
[13 empty] | Thermal Gap (e-GWh/d) | 4.08 | 10.2333 | 15.2111
[8 empty] | Yearly Load Factors | [8 empty] | Yearly Load Factors
[8 empty] | Calculated from capacity and generation data | ENTSO-E Hist | 2030 V1 | 2030 V3 | 2030 V4 |  |  |  |  | Calculated from capacity and generation data | ENTSO-E Hist | 2030 V1 | 2030 V3 | 2030 V4
[8 empty] | Nuclear | 0% | 0% | 0% | 0% |  |  |  |  | Nuclear | 0% | 0% | 0% | 0%
[8 empty] | Hydro | 30.58% | 32.31% | 35.23% | 35.25% |  |  |  |  | Hydro | 30.58% | 32.31% | 35.23% | 35.25%
[8 empty] | Hydro - pump | 0% | 20.13% | 19.15% | 18.99% |  |  |  |  | Hydro - pump | 0% | 20.13% | 19.15% | 18.99%
[8 empty] | Others - RES | 0% | 46.54% | 46.54% | 46.54% |  |  |  |  | Others - RES | 0% | 46.54% | 46.54% | 46.54%
[8 empty] | Others - Non RES | 4.011% | 33.24% | 33.24% | 33.24% |  |  |  |  | Others - Non RES | 4.011% | 33.24% | 33.24% | 33.24%
[8 empty] | Gas | 18.6% | 4.241% | 31.24% | 39.89% |  |  |  |  | Gas | 18.6% | 4.241% | 31.24% | 39.89%
[8 empty] | Coal | 73.62% | 58.97% | 1.279% | 6.307% |  |  |  |  | Coal | 73.62% | 58.97% | 1.279% | 6.307%
[8 empty] | Oil | 1.463% | 0% | 0% | 0% |  |  |  |  | Oil | 1.463% | 0% | 0% | 0%
[8 empty] | Wind | 26.46% | 18.32% | 18.32% | 18.32% |  |  |  |  | Wind | 26.46% | 18.32% | 18.32% | 18.32%
[8 empty] | Solar | 0% | 25.72% | 25.72% | 17.8% |  |  |  |  | Solar | 0% | 25.72% | 25.72% | 17.8%
[8 empty] | Biofuel | 0% | 0% | 0% | 0% |  |  |  |  | Biofuel | 0% | 0% | 0% | 0%
Note on AI48: Positive = Import Negative = Export

## HU_Assumptions
TYNDP 2017 | [7 empty] | ELECTRICITY SCENARIOS | Thermal Gap Approach |  |  | HU |  |  |  |  | ELECTRICITY SCENARIOS | Data Source: ENTSOE TYNDP 2016 |  |  |  | HU
[17 empty] | e-(energy unit) signifies electricity value | https://www.entsoe.eu/Documents/TYNDP%20documents/TYNDP%202016/rgips/TYNDP2016%20Scenario%20Development%20Report%20-%20Final.pdf
Scenarios Gas Demand for Power Generation
HU | [9 empty] | Slow Progression | Blue Transition | Green Revolution |  | Slow Progression | Blue Transition | Green Revolution |  |  | Slow Progression | Blue Transition | Green Revolution |  | Slow Progression | Blue Transition | Green Revolution
Scenario | Data Option | GWh/d | 2017 | 2020 | 2025 | 2030 | 2035 | Gas Demand for Power |  | Min Gas | Max Gas | Max Gas | INPUT PARAMETERS |  |  |  | Gas Demand for Power | ENTSO-E Hist | 2030 V1 | 2030 V3 | 2030 V4 | Yearly Gas Statistics | 2030 V1 | 2030 V3 | 2030 V4
EU Green Revolution |  | Yearly Average | 64.4724 | 81.9688 | 98.1606 | 92.9821 | 87.7191 |  |  | 2030 V1 | 2030 V3 | 2030 V4 |  | 2030 V1 | 2030 V3 | 2030 V4 | Gas Consumption (GWh/y) | 6320 | 3441.2109 | 14985.9219 | 18077.6933 | Gas Average Weighted Efficiency | 56.5% | 56.5% | 56.46%
EU Green Revolution |  | 14 Day Peak | 96.7086 | 122.9532 | 148.4192 | 141.7137 | 134.7683 | Gas Consumption (GWh/y) |  | 7332.7506 | 16934.0918 | 20413.9879 | Share of Gas in Others - Non RES | 0% | 0% | 0% | Gas Consumption (GWh/d) | 17.3151 | 9.428 | 41.0573 | 49.5279
EU Green Revolution |  | Peak Day | 161.181 | 204.922 | 247.3654 | 236.1895 | 224.6139 | Gas Consumption (GWh/d) |  | 20.0897 | 46.3948 | 55.9287
[13 empty] | Efficiency | 2030 V1 | 2030 V3 | 2030 V4
Scenario | Data Option | GWh/d | 2017 | 2020 | 2025 | 2030 | 2035 | [5 empty] | Yearly Gas Plant Efficiency | 50% | 50% | 50% | Gas Average Weighted Efficiency | 50%
Green Evolution | Own Data | Yearly Average | 64.4724 | 81.9688 | 98.9462 | 94.4758 | 89.8456
Green Evolution | Own Data | 14 Day Peak | 96.7086 | 122.9532 | 148.4192 | 141.7137 | 134.7683 | [5 empty] | Yearly Load Factors | 2030 V1 | 2030 V3 | 2030 V4
Green Evolution | Own Data | Peak Day | 161.181 | 204.922 | 247.3654 | 236.1895 | 224.6139 | [5 empty] | Yearly Gas Load Factor Maximum | 75% | 75% | 75%
[9 empty] | ENTSO-E Hist | 2030 V1 | 2030 V3 | 2030 V4 | Yearly Gas Load Factor Minimum | 10% | 10% | 10% |  | ENTSO-E Hist | 2030 V1 | 2030 V3 | 2030 V4
Scenario | Data Option | GWh/d | 2017 | 2020 | 2025 | 2030 | 2035 | e-MW - Net Generation Capacity | 2015 | 2030 | 2030 | 2030 |  |  |  |  | e-MW - Net Generation Capacity | 2015 | 2030 | 2030 | 2030
Blue Transition | Own Data | Yearly Average | 64.4724 | 71.4306 | 70.0127 | 68.9688 | 67.9405 | Nuclear | 1890 | 4108.0199 | 3000 | 3000 | Yearly Coal Load Factor Maximum | 75% | 75% | 75% | Nuclear | 1890 | 4108.0199 | 3000 | 3000
Blue Transition | Own Data | 14 Day Peak | 96.7086 | 107.146 | 105.0191 | 103.4532 | 101.9107 | Hydro | 57 | 56 | 100 | 100 | Yearly Coal Load Factor Minimum | 10% | 10% | 10% | Hydro | 57 | 56 | 100 | 100
Blue Transition | Own Data | Peak Day | 161.181 | 178.5766 | 175.0318 | 172.422 | 169.8511 | Hydro - pump | 0 | 0 | 0 | 0 |  |  |  |  | Hydro - pump | 0 | 0 | 0 | 0
[8 empty] | Others - RES | 0 | 550 | 1040 | 1040 | 2 Week Load Factors | 2030 V1 | 2030 V3 | 2030 V4 | Others - RES | 0 | 550 | 1040 | 1040
Scenario | Data Option | GWh/d | 2017 | 2020 | 2025 | 2030 | 2035 | Others - Non RES | 0 | 720 | 720 | 720 | 2W Gas Load Factor Maximum | 85% | 85% | 85% | Others - Non RES | 0 | 720 | 720 | 720
Slow Progression | Own Data | Yearly Average | 65 | 64.5137 | 63.7113 | 62.9189 | 62.1363 | Gas | 4786 | 4185.3599 | 4977.38 | 4977.38 | 2W Gas Load Factor Minimum | 10% | 10% | 10% | Gas | 4786 | 4185.3599 | 4977.38 | 4977.38
Slow Progression | Own Data | 14 Day Peak | 97.5 | 96.7706 | 95.567 | 94.3783 | 93.2045 | Coal | 899 | 470 | 0 | 0 |  |  |  |  | Coal | 899 | 470 | 0 | 0
Slow Progression | Own Data | Peak Day | 162.5 | 161.2843 | 159.2783 | 157.2972 | 155.3408 | Oil | 410 | 407.01 | 407.01 | 407.01 | 2W Coal Load Factor Maximum | 85% | 85% | 85% | Oil | 410 | 407.01 | 407.01 | 407.01
[8 empty] | Wind | 329 | 750 | 1000 | 7114.4302 | 2W Coal Load Factor Minimum | 10% | 10% | 10% | Wind | 329 | 750 | 1000 | 7114.4302
[8 empty] | Solar | 6 | 60 | 200 | 339.26 |  |  |  |  | Solar | 6 | 60 | 200 | 339.26
[8 empty] | Biofuel | 197 | 209.79 | 209.79 | 209.79 | Peak Day Load Factors | 2030 V1 | 2030 V3 | 2030 V4 | Biofuel | 197 | 209.79 | 209.79 | 209.79
[8 empty] | Import | 0 | 8400 | 8400 | 8400 | Peak Day Gas Load Factor Maximum | 95% | 95% | 95% | Import |  | 8400 | 8400 | 8400
[8 empty] | Export | 0 | 8400 | 8400 | 8400 | Peak Day Gas Load Factor Minimum | 10% | 10% | 10% | Export |  | 8400 | 8400 | 8400
[8 empty] | e-GWh/y - Generation | ENTSO-E Hist | 2030 V1 | 2030 V3 | 2030 V4 | Peak Day Coal Load Factor Maximum | 95% | 95% | 95% | e-GWh/y - Generation | ENTSO-E Hist | 2030 V1 | 2030 V3 | 2030 V4
[8 empty] | Nuclear | 14861 | 28700.6328 | 20885.9258 | 21022.9648 | Peak Day Coal Load Factor Minimum | 10% | 10% | 10% | Nuclear | 14861 | 28700.6328 | 20885.9258 | 21022.9648
[8 empty] | Hydro | 227 | 248.4722 | 444.8637 | 444.8637 |  |  |  |  | Hydro | 227 | 248.4722 | 444.8637 | 444.8637
[8 empty] | Hydro - pump | 0 | 0 | 0 | 0 |  |  |  |  | Hydro - pump | 0 | 0 | 0 | 0
[8 empty] | Others - RES | 461 | 2481.6201 | 4692.4907 | 4692.4961 |  |  |  |  | Others - RES | 461 | 2481.6201 | 4692.4907 | 4692.4961
[8 empty] | Others - Non RES | 0 | 3248.6602 | 3248.6626 | 3248.6602 | Thermal Gap Results |  |  |  | Others - Non RES | 0 | 3248.6602 | 3248.6626 | 3248.6602
[8 empty] | Gas | 3160 | 1944.2842 | 8467.0459 | 10206.994 |  | 2030 V1 | 2030 V3 | 2030 V4 | Gas | 3160 | 1944.2842 | 8467.0459 | 10206.994
[8 empty] | Coal | 5985 | 3457.7976 | 0 | 0 | Thermal Gap (e-GWh/y) | 5402.0818 | 8467.0459 | 10206.994 | Coal | 5985 | 3457.7976 | 0 | 0
[8 empty] | Oil | 49 | 0 | 0 | 0 | Thermal Gap (e-GWh/d) | 14.8002 | 23.1974 | 27.9644 | Oil | 49 | 0 | 0 | 0
[8 empty] | Wind | 670 | 1615.6243 | 2154.1362 | 15325.5518 |  |  |  |  | Wind | 670 | 1615.6243 | 2154.1362 | 15325.5518
[8 empty] | Solar | 13 | 79.442 | 264.8991 | 449.3891 |  |  |  |  | Solar | 13 | 79.442 | 264.8991 | 449.3891
[8 empty] | Biofuel | 1642 | 1336.6077 | 1304.9685 | 1417.3314 |  |  |  |  | Biofuel | 1642 | 1336.6077 | 1304.9685 | 1417.3314
[8 empty] | Annual demand (e-GWh/y) | 40755 | 48000.1094 | 44784.8555 | 48335.7656 |  |  |  |  | Annual demand (e-GWh/y) | 40755 | 48000.1094 | 44784.8555 | 48335.7656
[8 empty] | Net imports (e-GWh/y) | 13687 | 4886.9684 | 3321.863 | -8472.4853 | Thermal Gap | Min Gas | Max Gas | Max Gas | Net imports (e-GWh/y) | 13687 | 4886.9684 | 3321.863 | -8472.4853
[14 empty] | 2030 V1 | 2030 V3 | 2030 V4
[8 empty] | Net Demand (e-GWh/y) | 27068 | 43113.141 | 41462.9925 | 56808.251 | Thermal Gap (e-GWh/y) | 3666.3753 | 8467.0459 | 10206.994 | Net Demand (e-GWh/y) | 27068 | 43113.141 | 41462.9925 | 56808.251
[13 empty] | Thermal Gap (e-GWh/d) | 10.0449 | 23.1974 | 27.9644
[8 empty] | Yearly Load Factors | [8 empty] | Yearly Load Factors
[8 empty] | Calculated from capacity and generation data | ENTSO-E Hist | 2030 V1 | 2030 V3 | 2030 V4 |  |  |  |  | Calculated from capacity and generation data | ENTSO-E Hist | 2030 V1 | 2030 V3 | 2030 V4
[8 empty] | Nuclear | 89.76% | 79.75% | 79.47% | 80% |  |  |  |  | Nuclear | 89.76% | 79.75% | 79.47% | 80%
[8 empty] | Hydro | 45.46% | 50.65% | 50.78% | 50.78% |  |  |  |  | Hydro | 45.46% | 50.65% | 50.78% | 50.78%
[8 empty] | Hydro - pump | 0% | 0% | 0% | 0% |  |  |  |  | Hydro - pump | 0% | 0% | 0% | 0%
[8 empty] | Others - RES | 0% | 51.51% | 51.51% | 51.51% |  |  |  |  | Others - RES | 0% | 51.51% | 51.51% | 51.51%
[8 empty] | Others - Non RES | 0% | 51.51% | 51.51% | 51.51% |  |  |  |  | Others - Non RES | 0% | 51.51% | 51.51% | 51.51%
[8 empty] | Gas | 7.537% | 5.303% | 19.42% | 23.41% |  |  |  |  | Gas | 7.537% | 5.303% | 19.42% | 23.41%
[8 empty] | Coal | 76% | 83.98% | 0% | 0% |  |  |  |  | Coal | 76% | 83.98% | 0% | 0%
[8 empty] | Oil | 1.364% | 0% | 0% | 0% |  |  |  |  | Oil | 1.364% | 0% | 0% | 0%
[8 empty] | Wind | 23.25% | 24.59% | 24.59% | 24.59% |  |  |  |  | Wind | 23.25% | 24.59% | 24.59% | 24.59%
[8 empty] | Solar | 24.73% | 15.11% | 15.12% | 15.12% |  |  |  |  | Solar | 24.73% | 15.11% | 15.12% | 15.12%
[8 empty] | Biofuel | 95.15% | 72.73% | 71.01% | 77.12% |  |  |  |  | Biofuel | 95.15% | 72.73% | 71.01% | 77.12%
Note on AI48: Positive = Import Negative = Export

## IE_Assumptions
TYNDP 2017 | [7 empty] | ELECTRICITY SCENARIOS | Thermal Gap Approach |  |  | IE |  |  |  |  | ELECTRICITY SCENARIOS | Data Source: ENTSOE TYNDP 2016 |  |  |  | IE
[17 empty] | e-(energy unit) signifies electricity value | https://www.entsoe.eu/Documents/TYNDP%20documents/TYNDP%202016/rgips/TYNDP2016%20Scenario%20Development%20Report%20-%20Final.pdf
Scenarios Gas Demand for Power Generation
IE | [9 empty] | Slow Progression | Blue Transition | Green Revolution |  | Slow Progression | Blue Transition | Green Revolution |  |  | Slow Progression | Blue Transition | Green Revolution |  | Slow Progression | Blue Transition | Green Revolution
Scenario | Data Option | GWh/d | 2017 | 2020 | 2025 | 2030 | 2035 | Gas Demand for Power |  | Min Gas | Max Gas | Max Gas | INPUT PARAMETERS |  |  |  | Gas Demand for Power | ENTSO-E Hist | 2030 V1 | 2030 V3 | 2030 V4 | Yearly Gas Statistics | 2030 V1 | 2030 V3 | 2030 V4
EU Green Revolution |  | Yearly Average | 71.8615 | 79.5753 | 83.285 | 79.5799 | 75.9902 |  |  | 2030 V1 | 2030 V3 | 2030 V4 |  | 2030 V1 | 2030 V3 | 2030 V4 | Gas Consumption (GWh/y) | 22966 | 21283.2135 | 22821.6294 | 20793.4268 | Gas Average Weighted Efficiency | 56.5% | 56.49% | 56.5%
EU Green Revolution |  | 14 Day Peak | 104.6225 | 116.6815 | 123.6587 | 123.6587 | 123.6587 | Gas Consumption (GWh/y) |  | 23267.8213 | 25786.1273 | 23495.6134 | Share of Gas in Others - Non RES | 0% | 0% | 0% | Gas Consumption (GWh/d) | 62.9205 | 58.3102 | 62.525 | 56.9683
EU Green Revolution |  | Peak Day | 124.0777 | 138.3792 | 146.6538 | 146.6538 | 146.6538 | Gas Consumption (GWh/d) |  | 63.7475 | 70.6469 | 64.3715
[13 empty] | Efficiency | 2030 V1 | 2030 V3 | 2030 V4
Scenario | Data Option | GWh/d | 2017 | 2020 | 2025 | 2030 | 2035 | [5 empty] | Yearly Gas Plant Efficiency | 50% | 50% | 50% | Gas Average Weighted Efficiency | 50%
Green Evolution | Own Data | Yearly Average | 71.8615 | 79.5753 | 87.0165 | 87.0165 | 87.0165
Green Evolution | Own Data | 14 Day Peak | 104.6225 | 116.6815 | 123.6587 | 123.6587 | 123.6587 | [5 empty] | Yearly Load Factors | 2030 V1 | 2030 V3 | 2030 V4
Green Evolution | Own Data | Peak Day | 124.0777 | 138.3792 | 146.6538 | 146.6538 | 146.6538 | [5 empty] | Yearly Gas Load Factor Maximum | 75% | 75% | 75%
[9 empty] | ENTSO-E Hist | 2030 V1 | 2030 V3 | 2030 V4 | Yearly Gas Load Factor Minimum | 10% | 10% | 10% |  | ENTSO-E Hist | 2030 V1 | 2030 V3 | 2030 V4
Scenario | Data Option | GWh/d | 2017 | 2020 | 2025 | 2030 | 2035 | e-MW - Net Generation Capacity | 2015 | 2030 | 2030 | 2030 |  |  |  |  | e-MW - Net Generation Capacity | 2015 | 2030 | 2030 | 2030
Blue Transition | Own Data | Yearly Average | 71.8615 | 79.5753 | 87.0165 | 87.0165 | 87.0165 | Nuclear | 0 | 0 | 0 | 0 | Yearly Coal Load Factor Maximum | 75% | 75% | 75% | Nuclear | 0 | 0 | 0 | 0
Blue Transition | Own Data | 14 Day Peak | 104.6225 | 116.6815 | 123.6587 | 123.6587 | 123.6587 | Hydro | 238 | 216 | 216 | 216 | Yearly Coal Load Factor Minimum | 10% | 10% | 10% | Hydro | 238 | 216 | 216 | 216
Blue Transition | Own Data | Peak Day | 124.0777 | 138.3792 | 146.6538 | 146.6538 | 146.6538 | Hydro - pump | 292 | 292 | 342 | 342 |  |  |  |  | Hydro - pump | 292 | 292 | 342 | 342
[8 empty] | Others - RES | 0 | 250 | 1200 | 1200 | 2 Week Load Factors | 2030 V1 | 2030 V3 | 2030 V4 | Others - RES | 0 | 250 | 1200 | 1200
Scenario | Data Option | GWh/d | 2017 | 2020 | 2025 | 2030 | 2035 | Others - Non RES | 12 | 210 | 710 | 710 | 2W Gas Load Factor Maximum | 85% | 85% | 85% | Others - Non RES | 12 | 210 | 710 | 710
Slow Progression | Own Data | Yearly Average | 67.0439 | 71.4174 | 76.2276 | 76.2276 | 76.2276 | Gas | 3805 | 3575.0001 | 4270 | 4270 | 2W Gas Load Factor Minimum | 10% | 10% | 10% | Gas | 3805 | 3575.0001 | 4270 | 4270
Slow Progression | Own Data | 14 Day Peak | 103.2 | 108.7952 | 112.355 | 112.355 | 112.355 | Coal | 1201 | 750 | 0 | 0 |  |  |  |  | Coal | 1201 | 750 | 0 | 0
Slow Progression | Own Data | Peak Day | 122.3907 | 129.0263 | 133.2481 | 133.2481 | 133.2481 | Oil | 1138 | 260 | 260 | 260 | 2W Coal Load Factor Maximum | 85% | 85% | 85% | Oil | 1138 | 260 | 260 | 260
[8 empty] | Wind | 2265 | 4420 | 5500 | 5090.25 | 2W Coal Load Factor Minimum | 10% | 10% | 10% | Wind | 2265 | 4420 | 5500 | 5090.25
[8 empty] | Solar | 0 | 200 | 500 | 350 |  |  |  |  | Solar | 0 | 200 | 500 | 350
[8 empty] | Biofuel | 24 | 0 | 0 | 0 | Peak Day Load Factors | 2030 V1 | 2030 V3 | 2030 V4 | Biofuel | 24 | 0 | 0 | 0
[8 empty] | Import | 0 | 2300 | 2300 | 2300 | Peak Day Gas Load Factor Maximum | 95% | 95% | 95% | Import |  | 2300 | 2300 | 2300
[8 empty] | Export | 0 | 2300 | 2300 | 2300 | Peak Day Gas Load Factor Minimum | 10% | 10% | 10% | Export |  | 2300 | 2300 | 2300
[8 empty] | e-GWh/y - Generation | ENTSO-E Hist | 2030 V1 | 2030 V3 | 2030 V4 | Peak Day Coal Load Factor Maximum | 95% | 95% | 95% | e-GWh/y - Generation | ENTSO-E Hist | 2030 V1 | 2030 V3 | 2030 V4
[8 empty] | Nuclear | 0 | 0 | 0 | 0 | Peak Day Coal Load Factor Minimum | 10% | 10% | 10% | Nuclear | 0 | 0 | 0 | 0
[8 empty] | Hydro | 797 | 704.9287 | 704.9287 | 704.9287 |  |  |  |  | Hydro | 797 | 704.9287 | 704.9287 | 704.9287
[8 empty] | Hydro - pump | 289 | 241.139 | 462.1719 | 460.7139 |  |  |  |  | Hydro - pump | 289 | 241.139 | 462.1719 | 460.7139
[8 empty] | Others - RES | 245 | 1747.2056 | 4963.6655 | 4963.6655 |  |  |  |  | Others - RES | 245 | 1747.2056 | 4963.6655 | 4963.6655
[8 empty] | Others - Non RES | 67 | 1007.1929 | 2219.668 | 2219.668 | Thermal Gap Results |  |  |  | Others - Non RES | 67 | 1007.1929 | 2219.668 | 2219.668
[8 empty] | Gas | 11483 | 12025.0156 | 12893.0636 | 11747.8067 |  | 2030 V1 | 2030 V3 | 2030 V4 | Gas | 11483 | 12025.0156 | 12893.0636 | 11747.8067
[8 empty] | Coal | 7365 | 4536.395 | 0 | 0 | Thermal Gap (e-GWh/y) | 16561.4106 | 12893.0636 | 11747.8067 | Coal | 7365 | 4536.395 | 0 | 0
[8 empty] | Oil | 32 | 0 | 0 | 0 | Thermal Gap (e-GWh/d) | 45.3737 | 35.3235 | 32.1858 | Oil | 32 | 0 | 0 | 0
[8 empty] | Wind | 6536 | 12788.4561 | 15996.5841 | 14769.2701 |  |  |  |  | Wind | 6536 | 12788.4561 | 15996.5841 | 14769.2701
[8 empty] | Solar | 0 | 196.763 | 491.9042 | 344.3258 |  |  |  |  | Solar | 0 | 196.763 | 491.9042 | 344.3258
[8 empty] | Biofuel | 0 | 0 | 0 | 0 |  |  |  |  | Biofuel | 0 | 0 | 0 | 0
[8 empty] | Annual demand (e-GWh/y) | 26956 | 29104.6934 | 32078.0312 | 33181.5156 |  |  |  |  | Annual demand (e-GWh/y) | 26956 | 29104.6934 | 32078.0312 | 33181.5156
[8 empty] | Net imports (e-GWh/y) | 142 | -4142.4024 | -5653.9548 | -2028.8631 | Thermal Gap | Min Gas | Max Gas | Max Gas | Net imports (e-GWh/y) | 142 | -4142.4024 | -5653.9548 | -2028.8631
[14 empty] | 2030 V1 | 2030 V3 | 2030 V4
[8 empty] | Net Demand (e-GWh/y) | 26814 | 33247.0958 | 37731.986 | 35210.3787 | Thermal Gap (e-GWh/y) | 11633.9106 | 12893.0636 | 11747.8067 | Net Demand (e-GWh/y) | 26814 | 33247.0958 | 37731.986 | 35210.3787
[13 empty] | Thermal Gap (e-GWh/d) | 31.8737 | 35.3235 | 32.1858
[8 empty] | Yearly Load Factors | [8 empty] | Yearly Load Factors
[8 empty] | Calculated from capacity and generation data | ENTSO-E Hist | 2030 V1 | 2030 V3 | 2030 V4 |  |  |  |  | Calculated from capacity and generation data | ENTSO-E Hist | 2030 V1 | 2030 V3 | 2030 V4
[8 empty] | Nuclear | 0% | 0% | 0% | 0% |  |  |  |  | Nuclear | 0% | 0% | 0% | 0%
[8 empty] | Hydro | 38.23% | 37.26% | 37.26% | 37.26% |  |  |  |  | Hydro | 38.23% | 37.26% | 37.26% | 37.26%
[8 empty] | Hydro - pump | 11.3% | 9.427% | 15.43% | 15.38% |  |  |  |  | Hydro - pump | 11.3% | 9.427% | 15.43% | 15.38%
[8 empty] | Others - RES | 0% | 79.78% | 47.22% | 47.22% |  |  |  |  | Others - RES | 0% | 79.78% | 47.22% | 47.22%
[8 empty] | Others - Non RES | 63.74% | 54.75% | 35.69% | 35.69% |  |  |  |  | Others - Non RES | 63.74% | 54.75% | 35.69% | 35.69%
[8 empty] | Gas | 34.45% | 38.4% | 34.47% | 31.41% |  |  |  |  | Gas | 34.45% | 38.4% | 34.47% | 31.41%
[8 empty] | Coal | 70% | 69.05% | 0% | 0% |  |  |  |  | Coal | 70% | 69.05% | 0% | 0%
[8 empty] | Oil | 0.321% | 0% | 0% | 0% |  |  |  |  | Oil | 0.321% | 0% | 0% | 0%
[8 empty] | Wind | 32.94% | 33.03% | 33.2% | 33.12% |  |  |  |  | Wind | 32.94% | 33.03% | 33.2% | 33.12%
[8 empty] | Solar | 0% | 11.23% | 11.23% | 11.23% |  |  |  |  | Solar | 0% | 11.23% | 11.23% | 11.23%
[8 empty] | Biofuel | 0% | 0% | 0% | 0% |  |  |  |  | Biofuel | 0% | 0% | 0% | 0%
Note on AI48: Positive = Import Negative = Export

## IT_Assumptions
TYNDP 2017 | [7 empty] | ELECTRICITY SCENARIOS | Thermal Gap Approach |  |  | IT |  |  |  |  | ELECTRICITY SCENARIOS | Data Source: ENTSOE TYNDP 2016 |  |  |  | IT
[17 empty] | e-(energy unit) signifies electricity value | https://www.entsoe.eu/Documents/TYNDP%20documents/TYNDP%202016/rgips/TYNDP2016%20Scenario%20Development%20Report%20-%20Final.pdf
Scenarios Gas Demand for Power Generation
IT | [9 empty] | Slow Progression | Blue Transition | Green Revolution |  | Slow Progression | Blue Transition | Green Revolution |  |  | Slow Progression | Blue Transition | Green Revolution |  | Slow Progression | Blue Transition | Green Revolution
Scenario | Data Option | GWh/d | 2017 | 2020 | 2025 | 2030 | 2035 | Gas Demand for Power |  | Min Gas | Max Gas | Max Gas | INPUT PARAMETERS |  |  |  | Gas Demand for Power | ENTSO-E Hist | 2030 V1 | 2030 V3 | 2030 V4 | Yearly Gas Statistics | 2030 V1 | 2030 V3 | 2030 V4
EU Green Revolution |  | Yearly Average | 666.8551 | 801.1262 | 926.285 | 842.9754 | 694.0069 |  |  | 2030 V1 | 2030 V3 | 2030 V4 |  | 2030 V1 | 2030 V3 | 2030 V4 | Gas Consumption (GWh/y) | 165144 | 168466.8407 | 176591.0725 | 235292.6681 | Gas Average Weighted Efficiency | 55.81% | 56.19% | 56.26%
EU Green Revolution |  | 14 Day Peak | 1050.8437 | 1190.3983 | 1348.7058 | 1279.0381 | 1107.3777 | Gas Consumption (GWh/y) |  | 254568.0695 | 253952.0539 | 321266.2233 | Share of Gas in Others - Non RES | 100% | 100% | 100% | Gas Consumption (GWh/d) | 452.4493 | 461.553 | 483.8112 | 644.6374
EU Green Revolution |  | Peak Day | 1102.84 | 1243.383 | 1396.5519 | 1321.236 | 1140.1426 | Gas Consumption (GWh/d) |  | 697.4468 | 695.7591 | 880.1814
[13 empty] | Efficiency | 2030 V1 | 2030 V3 | 2030 V4
Scenario | Data Option | GWh/d | 2017 | 2020 | 2025 | 2030 | 2035 | [5 empty] | Yearly Gas Plant Efficiency | 50% | 50% | 50% | Gas Average Weighted Efficiency | 50%
Green Evolution | Own Data | Yearly Average | 666.8551 | 801.1262 | 956.1101 | 899.4062 | 771.8123
Green Evolution | Own Data | 14 Day Peak | 1050.8437 | 1190.3983 | 1348.7058 | 1279.0381 | 1107.3777 | [5 empty] | Yearly Load Factors | 2030 V1 | 2030 V3 | 2030 V4
Green Evolution | Own Data | Peak Day | 1102.84 | 1243.383 | 1396.5519 | 1321.236 | 1140.1426 | [5 empty] | Yearly Gas Load Factor Maximum | 82.6% | 88.45% | 90.89%
[9 empty] | ENTSO-E Hist | 2030 V1 | 2030 V3 | 2030 V4 | Yearly Gas Load Factor Minimum | 8.88% | 8.477% | 8.477% |  | ENTSO-E Hist | 2030 V1 | 2030 V3 | 2030 V4
Scenario | Data Option | GWh/d | 2017 | 2020 | 2025 | 2030 | 2035 | e-MW - Net Generation Capacity | 2015 | 2030 | 2030 | 2030 |  |  |  |  | e-MW - Net Generation Capacity | 2015 | 2030 | 2030 | 2030
Blue Transition | Own Data | Yearly Average | 658.7031 | 804.4798 | 956.1131 | 1056.4198 | 1083.2346 | Nuclear | 0 | 0 | 0 | 0 | Yearly Coal Load Factor Maximum | 55.36% | 15.41% | 15.41% | Nuclear | 0 | 0 | 0 | 0
Blue Transition | Own Data | 14 Day Peak | 1054.868 | 1200.0859 | 1355.8599 | 1448.7079 | 1478.882 | Hydro | 0 | 5543.4198 | 6443.4099 | 6443.4099 | Yearly Coal Load Factor Minimum | 0% | 0% | 0% | Hydro | 0 | 5543.4198 | 6443.4099 | 6443.4099
Blue Transition | Own Data | Peak Day | 1146.4608 | 1290.2212 | 1453.0675 | 1546.6759 | 1581.4497 | Hydro - pump | 22098 | 17092 | 17092 | 17092 |  |  |  |  | Hydro - pump | 22098 | 17092 | 17092 | 17092
[8 empty] | Others - RES | 768 | 7240 | 10750 | 10749.8198 | 2 Week Load Factors | 2030 V1 | 2030 V3 | 2030 V4 | Others - RES | 768 | 7240 | 10750 | 10749.8198
Scenario | Data Option | GWh/d | 2017 | 2020 | 2025 | 2030 | 2035 | Others - Non RES | 3607 | 0 | 0 | 0 | 2W Gas Load Factor Maximum | 85% | 85% | 85% | Others - Non RES | 3607 | 10160 | 10160 | 10160
Slow Progression | Own Data | Yearly Average | 616.6031 | 711.4966 | 735.2586 | 756.7321 | 776.323 | Gas | 49023 | 49133.9103 | 48153.0705 | 48153.0705 | 2W Gas Load Factor Minimum | 0% | 60% | 0% | Gas | 49023 | 38973.9103 | 37993.0705 | 37993.0705
Slow Progression | Own Data | 14 Day Peak | 1042.6369 | 1119.274 | 1134.81 | 1143.2446 | 1163.8634 | Coal | 8700 | 7926.0101 | 7056.0101 | 5666.9999 |  |  |  |  | Coal | 8700 | 7926.0101 | 7056.0101 | 5666.9999
Slow Progression | Own Data | Peak Day | 1117.1653 | 1197.4047 | 1222.7913 | 1241.6157 | 1264.3619 | Oil | 6697 | 1393.97 | 1386.0099 | 1386.0099 | 2W Coal Load Factor Maximum | 60% | 60% | 60% | Oil | 6697 | 1393.97 | 1386.0099 | 1386.0099
[8 empty] | Wind | 8683 | 13400 | 18990 | 23459.02 | 2W Coal Load Factor Minimum | 0% | 0% | 50% | Wind | 8683 | 13400 | 18990 | 23459.02
[8 empty] | Solar | 18609 | 24580 | 40400 | 42168.7598 |  |  |  |  | Solar | 18609 | 24580 | 40400 | 42168.7598
[8 empty] | Biofuel | 3576 | 0 | 0 | 0 | Peak Day Load Factors | 2030 V1 | 2030 V3 | 2030 V4 | Biofuel | 3576 | 0 | 0 | 0
[8 empty] | Import | 0 | 16235 | 16235 | 16235 | Peak Day Gas Load Factor Maximum | 95% | 95% | 95% | Import |  | 16235 | 16235 | 16235
[8 empty] | Export | 0 | 16235 | 16235 | 16235 | Peak Day Gas Load Factor Minimum | 0% | 65% | 0% | Export |  | 16235 | 16235 | 16235
[8 empty] | e-GWh/y - Generation | ENTSO-E Hist | 2030 V1 | 2030 V3 | 2030 V4 | Peak Day Coal Load Factor Maximum | 95% | 95% | 95% | e-GWh/y - Generation | ENTSO-E Hist | 2030 V1 | 2030 V3 | 2030 V4
[8 empty] | Nuclear | 0 | 0 | 0 | 0 | Peak Day Coal Load Factor Minimum | 95% | 0% | 95% | Nuclear | 0 | 0 | 0 | 0
[8 empty] | Hydro | 41307 | 24303.2327 | 28209.2188 | 28209.2188 |  |  |  |  | Hydro | 41307 | 24303.2327 | 28209.2188 | 28209.2188
[8 empty] | Hydro - pump | 1222 | 24065.9428 | 24862.9442 | 24027.0487 |  |  |  |  | Hydro - pump | 1222 | 24065.9428 | 24862.9442 | 24027.0487
[8 empty] | Others - RES | 5318 | 30803.1426 | 44212.959 | 44212.959 |  |  |  |  | Others - RES | 5318 | 30803.1426 | 44212.959 | 44212.959
[8 empty] | Others - Non RES | 25290 | 0 | 0 | 0 | Thermal Gap Results |  |  |  | Others - Non RES | 25290 | 27728.0615 | 27728.0615 | 27728.0615
[8 empty] | Gas | 82572 | 121747.7481 | 126951.53 | 160095.8969 |  | 2030 V1 | 2030 V3 | 2030 V4 | Gas | 82572 | 94019.6866 | 99223.4685 | 132367.8354
[8 empty] | Coal | 34654 | 43972.645 | 24.4969 | 537.2147 | Thermal Gap (e-GWh/y) | 165720.3932 | 126976.0269 | 160633.1116 | Coal | 34654 | 43972.645 | 24.4969 | 537.2147
[8 empty] | Oil | 3759 | 0 | 288.0016 | 289.9262 | Thermal Gap (e-GWh/d) | 454.0285 | 347.8795 | 440.0907 | Oil | 3759 | 0 | 288.0016 | 289.9262
[8 empty] | Wind | 14030 | 26689.1423 | 37692.9295 | 46734.8212 |  |  |  |  | Wind | 14030 | 26689.1423 | 37692.9295 | 46734.8212
[8 empty] | Solar | 23013 | 34997.3642 | 61616.1113 | 63820.8926 |  |  |  |  | Solar | 23013 | 34997.3642 | 61616.1113 | 63820.8926
[8 empty] | Biofuel | 16979 | 0 | 0 | 0 |  |  |  |  | Biofuel | 16979 | 0 | 0 | 0
[8 empty] | Annual demand (e-GWh/y) | 288510 | 356535.5313 | 314717.9844 | 356919.2031 |  |  |  |  | Annual demand (e-GWh/y) | 288510 | 356535.5313 | 314717.9844 | 356919.2031
[8 empty] | Net imports (e-GWh/y) | 40366 | 49956.3135 | -9140.2069 | -11008.7749 | Thermal Gap | Min Gas | Max Gas | Max Gas | Net imports (e-GWh/y) | 40366 | 49956.3135 | -9140.2069 | -11008.7749
[14 empty] | 2030 V1 | 2030 V3 | 2030 V4
[8 empty] | Net Demand (e-GWh/y) | 248144 | 306579.2178 | 323858.1913 | 367927.978 | Thermal Gap (e-GWh/y) | 127284.0348 | 126976.0269 | 160633.1116 | Net Demand (e-GWh/y) | 248144 | 306579.2178 | 323858.1913 | 367927.978
[13 empty] | Thermal Gap (e-GWh/d) | 348.7234 | 347.8795 | 440.0907
[8 empty] | Yearly Load Factors | [8 empty] | Yearly Load Factors
[8 empty] | Calculated from capacity and generation data | ENTSO-E Hist | 2030 V1 | 2030 V3 | 2030 V4 |  |  |  |  | Calculated from capacity and generation data | ENTSO-E Hist | 2030 V1 | 2030 V3 | 2030 V4
[8 empty] | Nuclear | 0% | 0% | 0% | 0% |  |  |  |  | Nuclear | 0% | 0% | 0% | 0%
[8 empty] | Hydro | 0% | 50.05% | 49.98% | 49.98% |  |  |  |  | Hydro | 0% | 50.05% | 49.98% | 49.98%
[8 empty] | Hydro - pump | 0.6313% | 16.07% | 16.61% | 16.05% |  |  |  |  | Hydro - pump | 0.6313% | 16.07% | 16.61% | 16.05%
[8 empty] | Others - RES | 79.05% | 48.57% | 46.95% | 46.95% |  |  |  |  | Others - RES | 79.05% | 48.57% | 46.95% | 46.95%
[8 empty] | Others - Non RES | 80.04% | 0% | 0% | 0% |  |  |  |  | Others - Non RES | 80.04% | 31.15% | 31.15% | 31.15%
[8 empty] | Gas | 19.23% | 28.29% | 30.1% | 37.95% |  |  |  |  | Gas | 19.23% | 27.54% | 29.81% | 39.77%
[8 empty] | Coal | 45.47% | 63.33% | 0.03963% | 1.082% |  |  |  |  | Coal | 45.47% | 63.33% | 0.03963% | 1.082%
[8 empty] | Oil | 6.407% | 0% | 2.372% | 2.388% |  |  |  |  | Oil | 6.407% | 0% | 2.372% | 2.388%
[8 empty] | Wind | 18.45% | 22.74% | 22.66% | 22.74% |  |  |  |  | Wind | 18.45% | 22.74% | 22.66% | 22.74%
[8 empty] | Solar | 14.12% | 16.25% | 17.41% | 17.28% |  |  |  |  | Solar | 14.12% | 16.25% | 17.41% | 17.28%
[8 empty] | Biofuel | 54.2% | 0% | 0% | 0% |  |  |  |  | Biofuel | 54.2% | 0% | 0% | 0%
Note on AI48: Positive = Import Negative = Export

## LT_Assumptions
TYNDP 2017 | [7 empty] | ELECTRICITY SCENARIOS | Thermal Gap Approach |  |  | LT |  |  |  |  | ELECTRICITY SCENARIOS | Data Source: ENTSOE TYNDP 2016 |  |  |  | LT
[17 empty] | e-(energy unit) signifies electricity value | https://www.entsoe.eu/Documents/TYNDP%20documents/TYNDP%202016/rgips/TYNDP2016%20Scenario%20Development%20Report%20-%20Final.pdf
Scenarios Gas Demand for Power Generation
LT | [9 empty] | Slow Progression | Blue Transition | Green Revolution |  | Slow Progression | Blue Transition | Green Revolution |  |  | Slow Progression | Blue Transition | Green Revolution |  | Slow Progression | Blue Transition | Green Revolution
Scenario | Data Option | GWh/d | 2017 | 2020 | 2025 | 2030 | 2035 | Gas Demand for Power |  | Min Gas | Max Gas | Max Gas | INPUT PARAMETERS |  |  |  | Gas Demand for Power | ENTSO-E Hist | 2030 V1 | 2030 V3 | 2030 V4 | Yearly Gas Statistics | 2030 V1 | 2030 V3 | 2030 V4
EU Green Revolution |  | Yearly Average | 10.3948 | 14.3775 | 19.2645 | 23.8859 | 22.1017 |  |  | 2030 V1 | 2030 V3 | 2030 V4 |  | 2030 V1 | 2030 V3 | 2030 V4 | Gas Consumption (GWh/y) | 2825 | 640.5927 | 5750.6797 | 10093.3611 | Gas Average Weighted Efficiency | 57% | 57% | 57%
EU Green Revolution |  | 14 Day Peak | 38.8636 | 38.8636 | 38.8636 | 38.8636 | 38.8636 | Gas Consumption (GWh/y) |  | 688.9393 | 4097.3593 | 7191.5198 | Share of Gas in Others - Non RES | 0% | 0% | 0% | Gas Consumption (GWh/d) | 7.7397 | 1.755 | 15.7553 | 27.653
EU Green Revolution |  | Peak Day | 38.8636 | 38.8636 | 38.8636 | 38.8636 | 38.8636 | Gas Consumption (GWh/d) |  | 1.8875 | 11.2256 | 19.7028
[13 empty] | Efficiency | 2030 V1 | 2030 V3 | 2030 V4
Scenario | Data Option | GWh/d | 2017 | 2020 | 2025 | 2030 | 2035 | [5 empty] | Yearly Gas Plant Efficiency | 53% | 80% | 80% | Gas Average Weighted Efficiency | 52%
Green Evolution | ENTSO-E | Yearly Average | 10.3948 | 14.3775 | 21.0153 | 27.653 | 27.653
Green Evolution | ENTSO-E | 14 Day Peak | 38.8636 | 38.8636 | 38.8636 | 38.8636 | 38.8636 | [5 empty] | Yearly Load Factors | 2030 V1 | 2030 V3 | 2030 V4
Green Evolution | ENTSO-E | Peak Day | 38.8636 | 38.8636 | 38.8636 | 38.8636 | 38.8636 | [5 empty] | Yearly Gas Load Factor Maximum | 75% | 75% | 75%
[9 empty] | ENTSO-E Hist | 2030 V1 | 2030 V3 | 2030 V4 | Yearly Gas Load Factor Minimum | 10% | 10% | 10% |  | ENTSO-E Hist | 2030 V1 | 2030 V3 | 2030 V4
Scenario | Data Option | GWh/d | 2017 | 2020 | 2025 | 2030 | 2035 | e-MW - Net Generation Capacity | 2015 | 2030 | 2030 | 2030 |  |  |  |  | e-MW - Net Generation Capacity | 2015 | 2030 | 2030 | 2030
Blue Transition | ENTSO-E | Yearly Average | 8.8085 | 10.4116 | 13.0834 | 15.7553 | 15.7553 | Nuclear | 0 | 1303 | 0 | 0 | Yearly Coal Load Factor Maximum | 0% | 0% | 0% | Nuclear | 0 | 1303 | 0 | 0
Blue Transition | ENTSO-E | 14 Day Peak | 36.0257 | 36.0257 | 36.0257 | 36.0257 | 36.0257 | Hydro | 126 | 140 | 140 | 140 | Yearly Coal Load Factor Minimum | 0% | 0% | 0% | Hydro | 126 | 140 | 140 | 140
Blue Transition | ENTSO-E | Peak Day | 38.8636 | 38.8636 | 38.8636 | 38.8636 | 38.8636 | Hydro - pump | 900 | 1125 | 1125 | 1125 |  |  |  |  | Hydro - pump | 900 | 1125 | 1125 | 1125
[8 empty] | Others - RES | 0 | 310 | 330 | 330 | 2 Week Load Factors | 2030 V1 | 2030 V3 | 2030 V4 | Others - RES | 0 | 310 | 330 | 330
Scenario | Data Option | GWh/d | 2017 | 2020 | 2025 | 2030 | 2035 | Others - Non RES | 2041 | 270 | 270 | 270 | 2W Gas Load Factor Maximum | 85% | 85% | 85% | Others - Non RES | 2041 | 270 | 270 | 270
Slow Progression | ENTSO-E | Yearly Average | 6.9418 | 5.7448 | 3.7499 | 1.755 | 1.755 | Gas | 579 | 740 | 923.01 | 923.01 | 2W Gas Load Factor Minimum | 10% | 10% | 10% | Gas | 579 | 740 | 923.01 | 923.01
Slow Progression | ENTSO-E | 14 Day Peak | 9.0831 | 9.0831 | 9.0831 | 9.0831 | 9.0831 | Coal | 0 | 0 | 0 | 0 |  |  |  |  | Coal | 0 | 0 | 0 | 0
Slow Progression | ENTSO-E | Peak Day | 19.2877 | 19.2877 | 19.2877 | 19.2877 | 19.2877 | Oil | 0 | 0 | 0 | 0 | 2W Coal Load Factor Maximum | 0% | 0% | 0% | Oil | 0 | 0 | 0 | 0
[8 empty] | Wind | 288 | 650 | 850 | 750 | 2W Coal Load Factor Minimum | 0% | 0% | 0% | Wind | 288 | 650 | 850 | 750
[8 empty] | Solar | 69 | 80 | 80 | 80 |  |  |  |  | Solar | 69 | 80 | 80 | 80
[8 empty] | Biofuel | 78 | 0 | 0 | 0 | Peak Day Load Factors | 2030 V1 | 2030 V3 | 2030 V4 | Biofuel | 78 | 0 | 0 | 0
[8 empty] | Import | 0 | 3800 | 3800 | 3800 | Peak Day Gas Load Factor Maximum | 95% | 95% | 95% | Import |  | 3800 | 3800 | 3800
[8 empty] | Export | 0 | 3800 | 3800 | 3800 | Peak Day Gas Load Factor Minimum | 10% | 10% | 10% | Export |  | 3800 | 3800 | 3800
[8 empty] | e-GWh/y - Generation | ENTSO-E Hist | 2030 V1 | 2030 V3 | 2030 V4 | Peak Day Coal Load Factor Maximum | 0% | 0% | 0% | e-GWh/y - Generation | ENTSO-E Hist | 2030 V1 | 2030 V3 | 2030 V4
[8 empty] | Nuclear | 0 | 9111.8418 | 0 | 0 | Peak Day Coal Load Factor Minimum | 0% | 0% | 0% | Nuclear | 0 | 9111.8418 | 0 | 0
[8 empty] | Hydro | 346 | 597.7432 | 597.7432 | 597.7432 |  |  |  |  | Hydro | 346 | 597.7432 | 597.7432 | 597.7432
[8 empty] | Hydro - pump | 667 | 1686.9772 | 380.6224 | 1038.7179 |  |  |  |  | Hydro - pump | 667 | 1686.9772 | 380.6224 | 1038.7179
[8 empty] | Others - RES | 0 | 1081.7225 | 1151.5653 | 1151.5654 |  |  |  |  | Others - RES | 0 | 1081.7225 | 1151.5653 | 1151.5654
[8 empty] | Others - Non RES | 852 | 546.6381 | 546.6132 | 546.6381 | Thermal Gap Results |  |  |  | Others - Non RES | 852 | 546.6381 | 546.6132 | 546.6381
[8 empty] | Gas | 1469 | 365.1378 | 3277.8875 | 5753.2158 |  | 2030 V1 | 2030 V3 | 2030 V4 | Gas | 1469 | 365.1378 | 3277.8875 | 5753.2158
[8 empty] | Coal | 0 | 0 | 0 | 0 | Thermal Gap (e-GWh/y) | 365.1378 | 3277.8875 | 5753.2158 | Coal | 0 | 0 | 0 | 0
[8 empty] | Oil | 0 | 0 | 0 | 0 | Thermal Gap (e-GWh/d) | 1.0004 | 8.9805 | 15.7622 | Oil | 0 | 0 | 0 | 0
[8 empty] | Wind | 805 | 1197.7408 | 1566.2959 | 1382.0006 |  |  |  |  | Wind | 805 | 1197.7408 | 1566.2959 | 1382.0006
[8 empty] | Solar | 73 | 78.261 | 78.261 | 78.261 |  |  |  |  | Solar | 73 | 78.261 | 78.261 | 78.261
[8 empty] | Biofuel | 385 | 0 | 0 | 0 |  |  |  |  | Biofuel | 385 | 0 | 0 | 0
[8 empty] | Annual demand (e-GWh/y) | 10859 | 14818.0947 | 10766.3281 | 13939.0078 |  |  |  |  | Annual demand (e-GWh/y) | 10859 | 14818.0947 | 10766.3281 | 13939.0078
[8 empty] | Net imports (e-GWh/y) | 6262 | 152.0323 | 3167.3397 | 3390.8658 | Thermal Gap | Min Gas | Max Gas | Max Gas | Net imports (e-GWh/y) | 6262 | 152.0323 | 3167.3397 | 3390.8658
[14 empty] | 2030 V1 | 2030 V3 | 2030 V4
[8 empty] | Net Demand (e-GWh/y) | 4597 | 14666.0624 | 7598.9884 | 10548.142 | Thermal Gap (e-GWh/y) | 365.1378 | 3277.8875 | 5753.2158 | Net Demand (e-GWh/y) | 4597 | 14666.0624 | 7598.9884 | 10548.142
[13 empty] | Thermal Gap (e-GWh/d) | 1.0004 | 8.9805 | 15.7622
[8 empty] | Yearly Load Factors | [8 empty] | Yearly Load Factors
[8 empty] | Calculated from capacity and generation data | ENTSO-E Hist | 2030 V1 | 2030 V3 | 2030 V4 |  |  |  |  | Calculated from capacity and generation data | ENTSO-E Hist | 2030 V1 | 2030 V3 | 2030 V4
[8 empty] | Nuclear | 0% | 79.83% | 0% | 0% |  |  |  |  | Nuclear | 0% | 79.83% | 0% | 0%
[8 empty] | Hydro | 31.35% | 48.74% | 48.74% | 48.74% |  |  |  |  | Hydro | 31.35% | 48.74% | 48.74% | 48.74%
[8 empty] | Hydro - pump | 8.46% | 17.12% | 3.862% | 10.54% |  |  |  |  | Hydro - pump | 8.46% | 17.12% | 3.862% | 10.54%
[8 empty] | Others - RES | 0% | 39.83% | 39.84% | 39.84% |  |  |  |  | Others - RES | 0% | 39.83% | 39.84% | 39.84%
[8 empty] | Others - Non RES | 4.765% | 23.11% | 23.11% | 23.11% |  |  |  |  | Others - Non RES | 4.765% | 23.11% | 23.11% | 23.11%
[8 empty] | Gas | 28.96% | 5.633% | 40.54% | 71.15% |  |  |  |  | Gas | 28.96% | 5.633% | 40.54% | 71.15%
[8 empty] | Coal | 0% | 0% | 0% | 0% |  |  |  |  | Coal | 0% | 0% | 0% | 0%
[8 empty] | Oil | 0% | 0% | 0% | 0% |  |  |  |  | Oil | 0% | 0% | 0% | 0%
[8 empty] | Wind | 31.91% | 21.04% | 21.04% | 21.04% |  |  |  |  | Wind | 31.91% | 21.04% | 21.04% | 21.04%
[8 empty] | Solar | 12.08% | 11.17% | 11.17% | 11.17% |  |  |  |  | Solar | 12.08% | 11.17% | 11.17% | 11.17%
[8 empty] | Biofuel | 56.35% | 0% | 0% | 0% |  |  |  |  | Biofuel | 56.35% | 0% | 0% | 0%
Note on AI48: Positive = Import Negative = Export

## LU_Assumptions
TYNDP 2017 | [7 empty] | ELECTRICITY SCENARIOS | Thermal Gap Approach |  |  | LU |  |  |  |  | ELECTRICITY SCENARIOS | Data Source: ENTSOE TYNDP 2016 |  |  |  | LU
[17 empty] | e-(energy unit) signifies electricity value | https://www.entsoe.eu/Documents/TYNDP%20documents/TYNDP%202016/rgips/TYNDP2016%20Scenario%20Development%20Report%20-%20Final.pdf
Scenarios Gas Demand for Power Generation
LU | [9 empty] | Slow Progression | Blue Transition | Green Revolution |  | Slow Progression | Blue Transition | Green Revolution |  |  | Slow Progression | Blue Transition | Green Revolution |  | Slow Progression | Blue Transition | Green Revolution
Scenario | Data Option | GWh/d | 2017 | 2020 | 2025 | 2030 | 2035 | Gas Demand for Power |  | Min Gas | Max Gas | Max Gas | INPUT PARAMETERS |  |  |  | Gas Demand for Power | ENTSO-E Hist | 2030 V1 | 2030 V3 | 2030 V4 | Yearly Gas Statistics | 2030 V1 | 2030 V3 | 2030 V4
EU Green Revolution |  | Yearly Average | 0 | 0 | 0 | 0 | 0 |  |  | 2030 V1 | 2030 V3 | 2030 V4 |  | 2030 V1 | 2030 V3 | 2030 V4 | Gas Consumption (GWh/y) | 1614 | 329.318 | 1146.9028 | 1798.6727 | Gas Average Weighted Efficiency | 56.5% | 56.5% | 56.5%
EU Green Revolution |  | 14 Day Peak | 0 | 0 | 0 | 0 | 0 | Gas Consumption (GWh/y) |  | 372.1294 | 1296.0001 | 2032.5001 | Share of Gas in Others - Non RES | 0% | 0% | 0% | Gas Consumption (GWh/d) | 4.4219 | 0.90224 | 3.1422 | 4.9279
EU Green Revolution |  | Peak Day | 0 | 0 | 0 | 0 | 0 | Gas Consumption (GWh/d) |  | 1.0195 | 3.5507 | 5.5685
[13 empty] | Efficiency | 2030 V1 | 2030 V3 | 2030 V4
Scenario | Data Option | GWh/d | 2017 | 2020 | 2025 | 2030 | 2035 | [5 empty] | Yearly Gas Plant Efficiency | 50% | 50% | 50% | Gas Average Weighted Efficiency | 50%
Green Evolution | Own Data | Yearly Average | 0 | 0 | 0 | 0 | 0
Green Evolution | Own Data | 14 Day Peak | 0 | 0 | 0 | 0 | 0 | [5 empty] | Yearly Load Factors | 2030 V1 | 2030 V3 | 2030 V4
Green Evolution | Own Data | Peak Day | 0 | 0 | 0 | 0 | 0 | [5 empty] | Yearly Gas Load Factor Maximum | 75% | 75% | 75%
[9 empty] | ENTSO-E Hist | 2030 V1 | 2030 V3 | 2030 V4 | Yearly Gas Load Factor Minimum | 10% | 10% | 10% |  | ENTSO-E Hist | 2030 V1 | 2030 V3 | 2030 V4
Scenario | Data Option | GWh/d | 2017 | 2020 | 2025 | 2030 | 2035 | e-MW - Net Generation Capacity | 2015 | 2030 | 2030 | 2030 |  |  |  |  | e-MW - Net Generation Capacity | 2015 | 2030 | 2030 | 2030
Blue Transition | Own Data | Yearly Average | 0 | 0 | 0 | 0 | 0 | Nuclear | 0 | 0 | 0 | 0 | Yearly Coal Load Factor Maximum | 75% | 75% | 75% | Nuclear | 0 | 0 | 0 | 0
Blue Transition | Own Data | 14 Day Peak | 0 | 0 | 0 | 0 | 0 | Hydro | 38 | 34 | 34 | 34 | Yearly Coal Load Factor Minimum | 10% | 10% | 10% | Hydro | 38 | 34 | 34 | 34
Blue Transition | Own Data | Peak Day | 0 | 0 | 0 | 0 | 0 | Hydro - pump | 1296 | 1310 | 1310 | 1310 |  |  |  |  | Hydro - pump | 1296 | 1310 | 1310 | 1310
[8 empty] | Others - RES | 0 | 70 | 100 | 100 | 2 Week Load Factors | 2030 V1 | 2030 V3 | 2030 V4 | Others - RES | 0 | 70 | 100 | 100
Scenario | Data Option | GWh/d | 2017 | 2020 | 2025 | 2030 | 2035 | Others - Non RES | 0 | 90 | 140 | 140 | 2W Gas Load Factor Maximum | 85% | 85% | 85% | Others - Non RES | 0 | 90 | 140 | 140
Slow Progression | Own Data | Yearly Average | 0 | 0 | 0 | 0 | 0 | Gas | 495 | 375 | 375 | 375 | 2W Gas Load Factor Minimum | 10% | 10% | 10% | Gas | 495 | 375 | 375 | 375
Slow Progression | Own Data | 14 Day Peak | 0 | 0 | 0 | 0 | 0 | Coal | 0 | 0 | 0 | 0 |  |  |  |  | Coal | 0 | 0 | 0 | 0
Slow Progression | Own Data | Peak Day | 0 | 0 | 0 | 0 | 0 | Oil | 0 | 0 | 0 | 0 | 2W Coal Load Factor Maximum | 85% | 85% | 85% | Oil | 0 | 0 | 0 | 0
[8 empty] | Wind | 57 | 130 | 180 | 155 | 2W Coal Load Factor Minimum | 10% | 10% | 10% | Wind | 57 | 130 | 180 | 155
[8 empty] | Solar | 109 | 150 | 200 | 175 |  |  |  |  | Solar | 109 | 150 | 200 | 175
[8 empty] | Biofuel | 11 | 0 | 0 | 0 | Peak Day Load Factors | 2030 V1 | 2030 V3 | 2030 V4 | Biofuel | 11 | 0 | 0 | 0
[8 empty] | Import | 0 | 3000 | 3000 | 3000 | Peak Day Gas Load Factor Maximum | 95% | 95% | 95% | Import |  | 3000 | 3000 | 3000
[8 empty] | Export | 0 | 3000 | 3000 | 3000 | Peak Day Gas Load Factor Minimum | 10% | 10% | 10% | Export |  | 3000 | 3000 | 3000
[8 empty] | e-GWh/y - Generation | ENTSO-E Hist | 2030 V1 | 2030 V3 | 2030 V4 | Peak Day Coal Load Factor Maximum | 95% | 95% | 95% | e-GWh/y - Generation | ENTSO-E Hist | 2030 V1 | 2030 V3 | 2030 V4
[8 empty] | Nuclear | 0 | 0 | 0 | 0 | Peak Day Coal Load Factor Minimum | 10% | 10% | 10% | Nuclear | 0 | 0 | 0 | 0
[8 empty] | Hydro | 85 | 130.872 | 130.872 | 130.872 |  |  |  |  | Hydro | 85 | 130.872 | 130.872 | 130.872
[8 empty] | Hydro - pump | 1448 | 866.3653 | 620.7963 | 655.351 |  |  |  |  | Hydro - pump | 1448 | 866.3653 | 620.7963 | 655.351
[8 empty] | Others - RES | 0 | 475.1589 | 678.936 | 678.938 |  |  |  |  | Others - RES | 0 | 475.1589 | 678.936 | 678.938
[8 empty] | Others - Non RES | 87 | 380.843 | 592.3231 | 592.3411 | Thermal Gap Results |  |  |  | Others - Non RES | 87 | 380.843 | 592.3231 | 592.3411
[8 empty] | Gas | 807 | 186.0647 | 648.0001 | 1016.2501 |  | 2030 V1 | 2030 V3 | 2030 V4 | Gas | 807 | 186.0647 | 648.0001 | 1016.2501
[8 empty] | Coal | 0 | 0 | 0 | 0 | Thermal Gap (e-GWh/y) | 186.0647 | 648.0001 | 1016.2501 | Coal | 0 | 0 | 0 | 0
[8 empty] | Oil | 0 | 0 | 0 | 0 | Thermal Gap (e-GWh/d) | 0.50977 | 1.7753 | 2.7842 | Oil | 0 | 0 | 0 | 0
[8 empty] | Wind | 95 | 186.087 | 257.662 | 221.886 |  |  |  |  | Wind | 95 | 186.087 | 257.662 | 221.886
[8 empty] | Solar | 98 | 163.536 | 218.023 | 190.7709 |  |  |  |  | Solar | 98 | 163.536 | 218.023 | 190.7709
[8 empty] | Biofuel | 52 | 0 | 0 | 0 |  |  |  |  | Biofuel | 52 | 0 | 0 | 0
[8 empty] | Annual demand (e-GWh/y) | 6368 | 8656.044 | 8489.0795 | 8652.4764 |  |  |  |  | Annual demand (e-GWh/y) | 6368 | 8656.044 | 8489.0795 | 8652.4764
[8 empty] | Net imports (e-GWh/y) | 3696 | 6267.1172 | 5342.4671 | 5166.0674 | Thermal Gap | Min Gas | Max Gas | Max Gas | Net imports (e-GWh/y) | 3696 | 6267.1172 | 5342.4671 | 5166.0674
[14 empty] | 2030 V1 | 2030 V3 | 2030 V4
[8 empty] | Net Demand (e-GWh/y) | 2672 | 2388.9268 | 3146.6124 | 3486.409 | Thermal Gap (e-GWh/y) | 186.0647 | 648.0001 | 1016.2501 | Net Demand (e-GWh/y) | 2672 | 2388.9268 | 3146.6124 | 3486.409
[13 empty] | Thermal Gap (e-GWh/d) | 0.50977 | 1.7753 | 2.7842
[8 empty] | Yearly Load Factors | [8 empty] | Yearly Load Factors
[8 empty] | Calculated from capacity and generation data | ENTSO-E Hist | 2030 V1 | 2030 V3 | 2030 V4 |  |  |  |  | Calculated from capacity and generation data | ENTSO-E Hist | 2030 V1 | 2030 V3 | 2030 V4
[8 empty] | Nuclear | 0% | 0% | 0% | 0% |  |  |  |  | Nuclear | 0% | 0% | 0% | 0%
[8 empty] | Hydro | 25.53% | 43.94% | 43.94% | 43.94% |  |  |  |  | Hydro | 25.53% | 43.94% | 43.94% | 43.94%
[8 empty] | Hydro - pump | 12.75% | 7.55% | 5.41% | 5.711% |  |  |  |  | Hydro - pump | 12.75% | 7.55% | 5.41% | 5.711%
[8 empty] | Others - RES | 0% | 77.49% | 77.5% | 77.5% |  |  |  |  | Others - RES | 0% | 77.49% | 77.5% | 77.5%
[8 empty] | Others - Non RES | 0% | 48.31% | 48.3% | 48.3% |  |  |  |  | Others - Non RES | 0% | 48.31% | 48.3% | 48.3%
[8 empty] | Gas | 18.61% | 5.664% | 19.73% | 30.94% |  |  |  |  | Gas | 18.61% | 5.664% | 19.73% | 30.94%
[8 empty] | Coal | 0% | 0% | 0% | 0% |  |  |  |  | Coal | 0% | 0% | 0% | 0%
[8 empty] | Oil | 0% | 0% | 0% | 0% |  |  |  |  | Oil | 0% | 0% | 0% | 0%
[8 empty] | Wind | 19.03% | 16.34% | 16.34% | 16.34% |  |  |  |  | Wind | 19.03% | 16.34% | 16.34% | 16.34%
[8 empty] | Solar | 10.26% | 12.45% | 12.44% | 12.44% |  |  |  |  | Solar | 10.26% | 12.45% | 12.44% | 12.44%
[8 empty] | Biofuel | 53.96% | 0% | 0% | 0% |  |  |  |  | Biofuel | 53.96% | 0% | 0% | 0%
Note on AI48: Positive = Import Negative = Export

## LV_Assumptions
TYNDP 2017 | [7 empty] | ELECTRICITY SCENARIOS | Thermal Gap Approach |  |  | LV |  |  |  |  | ELECTRICITY SCENARIOS | Data Source: ENTSOE TYNDP 2016 |  |  |  | LV
[17 empty] | e-(energy unit) signifies electricity value | https://www.entsoe.eu/Documents/TYNDP%20documents/TYNDP%202016/rgips/TYNDP2016%20Scenario%20Development%20Report%20-%20Final.pdf
Scenarios Gas Demand for Power Generation
LV | [9 empty] | Slow Progression | Blue Transition | Green Revolution |  | Slow Progression | Blue Transition | Green Revolution |  |  | Slow Progression | Blue Transition | Green Revolution |  | Slow Progression | Blue Transition | Green Revolution
Scenario | Data Option | GWh/d | 2017 | 2020 | 2025 | 2030 | 2035 | Gas Demand for Power |  | Min Gas | Max Gas | Max Gas | INPUT PARAMETERS |  |  |  | Gas Demand for Power | ENTSO-E Hist | 2030 V1 | 2030 V3 | 2030 V4 | Yearly Gas Statistics | 2030 V1 | 2030 V3 | 2030 V4
EU Green Revolution |  | Yearly Average | 13.9024 | 18.0629 | 23.9971 | 29.6135 | 28.4617 |  |  | 2030 V1 | 2030 V3 | 2030 V4 |  | 2030 V1 | 2030 V3 | 2030 V4 | Gas Consumption (GWh/y) | 4062 | 5307.4702 | 6651.5594 | 10651.5277 | Gas Average Weighted Efficiency | 52.82% | 53.47% | 54.71%
EU Green Revolution |  | 14 Day Peak | 42.2684 | 42.2684 | 42.2684 | 42.2684 | 42.2684 | Gas Consumption (GWh/y) |  | 5607.1632 | 7113.4816 | 11654.9257 | Share of Gas in Others - Non RES | 0% | 0% | 0% | Gas Consumption (GWh/d) | 11.1288 | 14.541 | 18.2235 | 29.1823
EU Green Revolution |  | Peak Day | 47.2411 | 47.2411 | 47.2411 | 47.2411 | 47.2411 | Gas Consumption (GWh/d) |  | 15.3621 | 19.489 | 31.9313
[13 empty] | Efficiency | 2030 V1 | 2030 V3 | 2030 V4
Scenario | Data Option | GWh/d | 2017 | 2020 | 2025 | 2030 | 2035 | [5 empty] | Yearly Gas Plant Efficiency | 50% | 50% | 50% | Gas Average Weighted Efficiency | 50%
Green Evolution | Thermal Gap | Yearly Average | 13.9024 | 18.0629 | 24.9971 | 31.9313 | 31.9313
Green Evolution | Thermal Gap | 14 Day Peak | 42.2684 | 42.2684 | 42.2684 | 42.2684 | 42.2684 | [5 empty] | Yearly Load Factors | 2030 V1 | 2030 V3 | 2030 V4
Green Evolution | Thermal Gap | Peak Day | 47.2411 | 47.2411 | 47.2411 | 47.2411 | 47.2411 | [5 empty] | Yearly Gas Load Factor Maximum | 75% | 75% | 75%
[9 empty] | ENTSO-E Hist | 2030 V1 | 2030 V3 | 2030 V4 | Yearly Gas Load Factor Minimum | 10% | 10% | 10% |  | ENTSO-E Hist | 2030 V1 | 2030 V3 | 2030 V4
Scenario | Data Option | GWh/d | 2017 | 2020 | 2025 | 2030 | 2035 | e-MW - Net Generation Capacity | 2015 | 2030 | 2030 | 2030 |  |  |  |  | e-MW - Net Generation Capacity | 2015 | 2030 | 2030 | 2030
Blue Transition | Thermal Gap | Yearly Average | 12.2435 | 13.9155 | 16.7022 | 19.489 | 19.489 | Nuclear | 0 | 0 | 0 | 0 | Yearly Coal Load Factor Maximum | 75% | 75% | 75% | Nuclear | 0 | 0 | 0 | 0
Blue Transition | Thermal Gap | 14 Day Peak | 39.9939 | 39.9939 | 39.9939 | 39.9939 | 39.9939 | Hydro | 1579 | 1621 | 1621 | 1621 | Yearly Coal Load Factor Minimum | 10% | 10% | 10% | Hydro | 1579 | 1621 | 1621 | 1621
Blue Transition | Thermal Gap | Peak Day | 47.2411 | 47.2411 | 47.2411 | 47.2411 | 47.2411 | Hydro - pump | 0 | 0 | 0 | 0 |  |  |  |  | Hydro - pump | 0 | 0 | 0 | 0
[8 empty] | Others - RES | 0 | 250 | 400 | 400 | 2 Week Load Factors | 2030 V1 | 2030 V3 | 2030 V4 | Others - RES | 0 | 250 | 400 | 400
Scenario | Data Option | GWh/d | 2017 | 2020 | 2025 | 2030 | 2035 | Others - Non RES | 107 | 150 | 150 | 150 | 2W Gas Load Factor Maximum | 85% | 85% | 85% | Others - Non RES | 107 | 150 | 150 | 150
Slow Progression | Thermal Gap | Yearly Average | 11.6932 | 12.5399 | 13.951 | 15.3621 | 15.3621 | Gas | 1031 | 1035.99 | 1035.99 | 1035.99 | 2W Gas Load Factor Minimum | 10% | 10% | 10% | Gas | 1031 | 1035.99 | 1035.99 | 1035.99
Slow Progression | Thermal Gap | 14 Day Peak | 24.1427 | 24.1427 | 24.1427 | 24.1427 | 24.1427 | Coal | 0 | 0 | 0 | 0 |  |  |  |  | Coal | 0 | 0 | 0 | 0
Slow Progression | Thermal Gap | Peak Day | 35.2277 | 35.2277 | 35.2277 | 35.2277 | 35.2277 | Oil | 0 | 0 | 0 | 0 | 2W Coal Load Factor Maximum | 85% | 85% | 85% | Oil | 0 | 0 | 0 | 0
[8 empty] | Wind | 74 | 800 | 1000 | 900 | 2W Coal Load Factor Minimum | 10% | 10% | 10% | Wind | 74 | 800 | 1000 | 900
[8 empty] | Solar | 0 | 10 | 20 | 15 |  |  |  |  | Solar | 0 | 10 | 20 | 15
[8 empty] | Biofuel | 88 | 0 | 0 | 0 | Peak Day Load Factors | 2030 V1 | 2030 V3 | 2030 V4 | Biofuel | 88 | 0 | 0 | 0
[8 empty] | Import | 0 | 3400 | 3400 | 3400 | Peak Day Gas Load Factor Maximum | 95% | 95% | 95% | Import |  | 3400 | 3400 | 3400
[8 empty] | Export | 0 | 3400 | 3400 | 3400 | Peak Day Gas Load Factor Minimum | 10% | 10% | 10% | Export |  | 3400 | 3400 | 3400
[8 empty] | e-GWh/y - Generation | ENTSO-E Hist | 2030 V1 | 2030 V3 | 2030 V4 | Peak Day Coal Load Factor Maximum | 95% | 95% | 95% | e-GWh/y - Generation | ENTSO-E Hist | 2030 V1 | 2030 V3 | 2030 V4
[8 empty] | Nuclear | 0 | 0 | 0 | 0 | Peak Day Coal Load Factor Minimum | 10% | 10% | 10% | Nuclear | 0 | 0 | 0 | 0
[8 empty] | Hydro | 1860 | 2955.6282 | 2955.6282 | 2955.6282 |  |  |  |  | Hydro | 1860 | 2955.6282 | 2955.6282 | 2955.6282
[8 empty] | Hydro - pump | 0 | 0 | 0 | 0 |  |  |  |  | Hydro - pump | 0 | 0 | 0 | 0
[8 empty] | Others - RES | 374 | 1302.0659 | 2083.365 | 2083.365 |  |  |  |  | Others - RES | 374 | 1302.0659 | 2083.365 | 2083.365
[8 empty] | Others - Non RES | 615 | 781.1728 | 781.1728 | 781.1728 | Thermal Gap Results |  |  |  | Others - Non RES | 615 | 781.1728 | 781.1728 | 781.1728
[8 empty] | Gas | 2031 | 2803.5816 | 3556.7408 | 5827.4628 |  | 2030 V1 | 2030 V3 | 2030 V4 | Gas | 2031 | 2803.5816 | 3556.7408 | 5827.4628
[8 empty] | Coal | 0 | 0 | 0 | 0 | Thermal Gap (e-GWh/y) | 2803.5816 | 3556.7408 | 5827.4628 | Coal | 0 | 0 | 0 | 0
[8 empty] | Oil | 0 | 0 | 0 | 0 | Thermal Gap (e-GWh/d) | 7.681 | 9.7445 | 15.9657 | Oil | 0 | 0 | 0 | 0
[8 empty] | Wind | 146 | 1595.1972 | 2016.7331 | 1805.851 |  |  |  |  | Wind | 146 | 1595.1972 | 2016.7331 | 1805.851
[8 empty] | Solar | 0 | 9.278 | 18.685 | 13.979 |  |  |  |  | Solar | 0 | 9.278 | 18.685 | 13.979
[8 empty] | Biofuel | 360 | 0 | 0 | 0 |  |  |  |  | Biofuel | 360 | 0 | 0 | 0
[8 empty] | Annual demand (e-GWh/y) | 7209 | 8982.4863 | 7006.3809 | 9097.2812 |  |  |  |  | Annual demand (e-GWh/y) | 7209 | 8982.4863 | 7006.3809 | 9097.2812
[8 empty] | Net imports (e-GWh/y) | 1823 | -464.4374 | -4405.944 | -4370.1775 | Thermal Gap | Min Gas | Max Gas | Max Gas | Net imports (e-GWh/y) | 1823 | -464.4374 | -4405.944 | -4370.1775
[14 empty] | 2030 V1 | 2030 V3 | 2030 V4
[8 empty] | Net Demand (e-GWh/y) | 5386 | 9446.9237 | 11412.3248 | 13467.4588 | Thermal Gap (e-GWh/y) | 2803.5816 | 3556.7408 | 5827.4628 | Net Demand (e-GWh/y) | 5386 | 9446.9237 | 11412.3248 | 13467.4588
[13 empty] | Thermal Gap (e-GWh/d) | 7.681 | 9.7445 | 15.9657
[8 empty] | Yearly Load Factors | [8 empty] | Yearly Load Factors
[8 empty] | Calculated from capacity and generation data | ENTSO-E Hist | 2030 V1 | 2030 V3 | 2030 V4 |  |  |  |  | Calculated from capacity and generation data | ENTSO-E Hist | 2030 V1 | 2030 V3 | 2030 V4
[8 empty] | Nuclear | 0% | 0% | 0% | 0% |  |  |  |  | Nuclear | 0% | 0% | 0% | 0%
[8 empty] | Hydro | 13.45% | 20.81% | 20.81% | 20.81% |  |  |  |  | Hydro | 13.45% | 20.81% | 20.81% | 20.81%
[8 empty] | Hydro - pump | 0% | 0% | 0% | 0% |  |  |  |  | Hydro - pump | 0% | 0% | 0% | 0%
[8 empty] | Others - RES | 0% | 59.46% | 59.46% | 59.46% |  |  |  |  | Others - RES | 0% | 59.46% | 59.46% | 59.46%
[8 empty] | Others - Non RES | 65.61% | 59.45% | 59.45% | 59.45% |  |  |  |  | Others - Non RES | 65.61% | 59.45% | 59.45% | 59.45%
[8 empty] | Gas | 22.49% | 30.89% | 39.19% | 64.21% |  |  |  |  | Gas | 22.49% | 30.89% | 39.19% | 64.21%
[8 empty] | Coal | 0% | 0% | 0% | 0% |  |  |  |  | Coal | 0% | 0% | 0% | 0%
[8 empty] | Oil | 0% | 0% | 0% | 0% |  |  |  |  | Oil | 0% | 0% | 0% | 0%
[8 empty] | Wind | 22.52% | 22.76% | 23.02% | 22.91% |  |  |  |  | Wind | 22.52% | 22.76% | 23.02% | 22.91%
[8 empty] | Solar | 0% | 10.59% | 10.66% | 10.64% |  |  |  |  | Solar | 0% | 10.59% | 10.66% | 10.64%
[8 empty] | Biofuel | 46.7% | 0% | 0% | 0% |  |  |  |  | Biofuel | 46.7% | 0% | 0% | 0%
Note on AI48: Positive = Import Negative = Export

## MK_Assumptions
TYNDP 2017 | [7 empty] | ELECTRICITY SCENARIOS | Thermal Gap Approach |  |  | MK |  |  |  |  | ELECTRICITY SCENARIOS | Data Source: ENTSOE TYNDP 2016 |  |  |  | MK
[17 empty] | e-(energy unit) signifies electricity value | https://www.entsoe.eu/Documents/TYNDP%20documents/TYNDP%202016/rgips/TYNDP2016%20Scenario%20Development%20Report%20-%20Final.pdf
Scenarios Gas Demand for Power Generation
MK | [9 empty] | Slow Progression | Blue Transition | Green Revolution |  | Slow Progression | Blue Transition | Green Revolution |  |  | Slow Progression | Blue Transition | Green Revolution |  | Slow Progression | Blue Transition | Green Revolution
Scenario | Data Option | GWh/d | 2017 | 2020 | 2025 | 2030 | 2035 | Gas Demand for Power |  | Min Gas | Max Gas | Max Gas | INPUT PARAMETERS |  |  |  | Gas Demand for Power | ENTSO-E Hist | 2030 V1 | 2030 V3 | 2030 V4 | Yearly Gas Statistics | 2030 V1 | 2030 V3 | 2030 V4
EU Green Revolution |  | Yearly Average | 6 | 6 | 5.736 | 5.4782 | 5.2265 |  |  | 2030 V1 | 2030 V3 | 2030 V4 |  | 2030 V1 | 2030 V3 | 2030 V4 | Gas Consumption (GWh/y) | 328 | 936.0444 | 5072.4575 | 7360.8786 | Gas Average Weighted Efficiency | 56.5% | 56.5% | 56.5%
EU Green Revolution |  | 14 Day Peak | 9.6223 | 9.6223 | 9.6223 | 9.6223 | 9.6223 | Gas Consumption (GWh/y) |  | 770.88 | 9460.8 | 8496.7765 | Share of Gas in Others - Non RES | 0% | 0% | 0% | Gas Consumption (GWh/d) | 0.89863 | 2.5645 | 13.8971 | 20.1668
EU Green Revolution |  | Peak Day | 9.6223 | 9.6223 | 9.6223 | 9.6223 | 9.6223 | Gas Consumption (GWh/d) |  | 2.112 | 25.92 | 23.2788
[13 empty] | Efficiency | 2030 V1 | 2030 V3 | 2030 V4
Scenario | Data Option | GWh/d | 2017 | 2020 | 2025 | 2030 | 2035 | [5 empty] | Yearly Gas Plant Efficiency | 50% | 50% | 50% | Gas Average Weighted Efficiency | 50%
Green Evolution | Own Data | Yearly Average | 6 | 6 | 6 | 6 | 6
Green Evolution | Own Data | 14 Day Peak | 9.6223 | 9.6223 | 9.6223 | 9.6223 | 9.6223 | [5 empty] | Yearly Load Factors | 2030 V1 | 2030 V3 | 2030 V4
Green Evolution | Own Data | Peak Day | 9.6223 | 9.6223 | 9.6223 | 9.6223 | 9.6223 | [5 empty] | Yearly Gas Load Factor Maximum | 75% | 75% | 75%
[9 empty] | ENTSO-E Hist | 2030 V1 | 2030 V3 | 2030 V4 | Yearly Gas Load Factor Minimum | 10% | 10% | 10% |  | ENTSO-E Hist | 2030 V1 | 2030 V3 | 2030 V4
Scenario | Data Option | GWh/d | 2017 | 2020 | 2025 | 2030 | 2035 | e-MW - Net Generation Capacity | 2015 | 2030 | 2030 | 2030 |  |  |  |  | e-MW - Net Generation Capacity | 2015 | 2030 | 2030 | 2030
Blue Transition | Own Data | Yearly Average | 4 | 4 | 4 | 4 | 4 | Nuclear | 0 | 0 | 0 | 0 | Yearly Coal Load Factor Maximum | 75% | 75% | 75% | Nuclear | 0 | 0 | 0 | 0
Blue Transition | Own Data | 14 Day Peak | 9.6223 | 9.6223 | 9.6223 | 9.6223 | 9.6223 | Hydro | 0 | 42 | 42 | 42 | Yearly Coal Load Factor Minimum | 10% | 10% | 10% | Hydro | 0 | 42 | 42 | 42
Blue Transition | Own Data | Peak Day | 9.6223 | 9.6223 | 9.6223 | 9.6223 | 9.6223 | Hydro - pump | 539 | 674 | 674 | 674 |  |  |  |  | Hydro - pump | 539 | 674 | 674 | 674
[8 empty] | Others - RES | 0 | 30 | 30 | 30 | 2 Week Load Factors | 2030 V1 | 2030 V3 | 2030 V4 | Others - RES | 0 | 30 | 30 | 30
Scenario | Data Option | GWh/d | 2017 | 2020 | 2025 | 2030 | 2035 | Others - Non RES | 0 | 0 | 0 | 0 | 2W Gas Load Factor Maximum | 85% | 85% | 85% | Others - Non RES | 0 | 0 | 0 | 0
Slow Progression | Own Data | Yearly Average | 3 | 4 | 5 | 5 | 5 | Gas | 250 | 440 | 720 | 720 | 2W Gas Load Factor Minimum | 10% | 10% | 10% | Gas | 250 | 440 | 720 | 720
Slow Progression | Own Data | 14 Day Peak | 10 | 13 | 13 | 13 | 13 | Coal | 718 | 940.01 | 740 | 330 |  |  |  |  | Coal | 718 | 940.01 | 740 | 330
Slow Progression | Own Data | Peak Day | 11 | 14 | 14 | 14 | 14 | Oil | 189 | 0 | 0 | 0 | 2W Coal Load Factor Maximum | 85% | 85% | 85% | Oil | 189 | 0 | 0 | 0
[8 empty] | Wind | 36 | 150 | 200 | 175 | 2W Coal Load Factor Minimum | 10% | 10% | 10% | Wind | 36 | 150 | 200 | 175
[8 empty] | Solar | 0 | 30 | 40 | 735.6 |  |  |  |  | Solar | 0 | 30 | 40 | 735.6
[8 empty] | Biofuel | 0 | 0 | 0 | 0 | Peak Day Load Factors | 2030 V1 | 2030 V3 | 2030 V4 | Biofuel | 0 | 0 | 0 | 0
[8 empty] | Import | 0 | 1800 | 1800 | 1800 | Peak Day Gas Load Factor Maximum | 95% | 95% | 95% | Import |  | 1800 | 1800 | 1800
[8 empty] | Export | 0 | 1800 | 1800 | 1800 | Peak Day Gas Load Factor Minimum | 10% | 10% | 10% | Export |  | 1800 | 1800 | 1800
[8 empty] | e-GWh/y - Generation | ENTSO-E Hist | 2030 V1 | 2030 V3 | 2030 V4 | Peak Day Coal Load Factor Maximum | 95% | 95% | 95% | e-GWh/y - Generation | ENTSO-E Hist | 2030 V1 | 2030 V3 | 2030 V4
[8 empty] | Nuclear | 0 | 0 | 0 | 0 | Peak Day Coal Load Factor Minimum | 10% | 10% | 10% | Nuclear | 0 | 0 | 0 | 0
[8 empty] | Hydro | 0 | 275.8557 | 275.8557 | 275.8557 |  |  |  |  | Hydro | 0 | 275.8557 | 275.8557 | 275.8557
[8 empty] | Hydro - pump | 1514 | 1285.701 | 1285.6823 | 1285.7105 |  |  |  |  | Hydro - pump | 1514 | 1285.701 | 1285.6823 | 1285.7105
[8 empty] | Others - RES | 0 | 131.0402 | 131.0402 | 131.0402 |  |  |  |  | Others - RES | 0 | 131.0402 | 131.0402 | 131.0402
[8 empty] | Others - Non RES | 0 | 0 | 0 | 0 | Thermal Gap Results |  |  |  | Others - Non RES | 0 | 0 | 0 | 0
[8 empty] | Gas | 164 | 528.8651 | 2865.9385 | 4158.6634 |  | 2030 V1 | 2030 V3 | 2030 V4 | Gas | 164 | 528.8651 | 2865.9385 | 4158.6634
[8 empty] | Coal | 3130 | 5700.969 | 3029.4056 | 378.8049 | Thermal Gap (e-GWh/y) | 6229.8341 | 5895.3441 | 4537.4683 | Coal | 3130 | 5700.969 | 3029.4056 | 378.8049
[8 empty] | Oil | 0 | 0 | 0 | 0 | Thermal Gap (e-GWh/d) | 17.068 | 16.1516 | 12.4314 | Oil | 0 | 0 | 0 | 0
[8 empty] | Wind | 119 | 243.88 | 325.249 | 284.507 |  |  |  |  | Wind | 119 | 243.88 | 325.249 | 284.507
[8 empty] | Solar | 0 | 44.355 | 59.206 | 1089.1078 |  |  |  |  | Solar | 0 | 44.355 | 59.206 | 1089.1078
[8 empty] | Biofuel | 0 | 0 | 0 | 0 |  |  |  |  | Biofuel | 0 | 0 | 0 | 0
[8 empty] | Annual demand (e-GWh/y) | 7403 | 11248.5059 | 11094.5557 | 11456.7334 |  |  |  |  | Annual demand (e-GWh/y) | 7403 | 11248.5059 | 11094.5557 | 11456.7334
[8 empty] | Net imports (e-GWh/y) | 2476 | 3037.8399 | 3122.1785 | 3853.0441 | Thermal Gap | Min Gas | Max Gas | Max Gas | Net imports (e-GWh/y) | 2476 | 3037.8399 | 3122.1785 | 3853.0441
[14 empty] | 2030 V1 | 2030 V3 | 2030 V4
[8 empty] | Net Demand (e-GWh/y) | 4927 | 8210.666 | 7972.3771 | 7603.6893 | Thermal Gap (e-GWh/y) | 385.44 | 4730.4 | 4248.3883 | Net Demand (e-GWh/y) | 4927 | 8210.666 | 7972.3771 | 7603.6893
[13 empty] | Thermal Gap (e-GWh/d) | 1.056 | 12.96 | 11.6394
[8 empty] | Yearly Load Factors | [8 empty] | Yearly Load Factors
[8 empty] | Calculated from capacity and generation data | ENTSO-E Hist | 2030 V1 | 2030 V3 | 2030 V4 |  |  |  |  | Calculated from capacity and generation data | ENTSO-E Hist | 2030 V1 | 2030 V3 | 2030 V4
[8 empty] | Nuclear | 0% | 0% | 0% | 0% |  |  |  |  | Nuclear | 0% | 0% | 0% | 0%
[8 empty] | Hydro | 0% | 74.98% | 74.98% | 74.98% |  |  |  |  | Hydro | 0% | 74.98% | 74.98% | 74.98%
[8 empty] | Hydro - pump | 32.07% | 21.78% | 21.78% | 21.78% |  |  |  |  | Hydro - pump | 32.07% | 21.78% | 21.78% | 21.78%
[8 empty] | Others - RES | 0% | 49.86% | 49.86% | 49.86% |  |  |  |  | Others - RES | 0% | 49.86% | 49.86% | 49.86%
[8 empty] | Others - Non RES | 0% | 0% | 0% | 0% |  |  |  |  | Others - Non RES | 0% | 0% | 0% | 0%
[8 empty] | Gas | 7.489% | 13.72% | 45.44% | 65.94% |  |  |  |  | Gas | 7.489% | 13.72% | 45.44% | 65.94%
[8 empty] | Coal | 49.76% | 69.23% | 46.73% | 13.1% |  |  |  |  | Coal | 49.76% | 69.23% | 46.73% | 13.1%
[8 empty] | Oil | 0% | 0% | 0% | 0% |  |  |  |  | Oil | 0% | 0% | 0% | 0%
[8 empty] | Wind | 37.73% | 18.56% | 18.56% | 18.56% |  |  |  |  | Wind | 37.73% | 18.56% | 18.56% | 18.56%
[8 empty] | Solar | 0% | 16.88% | 16.9% | 16.9% |  |  |  |  | Solar | 0% | 16.88% | 16.9% | 16.9%
[8 empty] | Biofuel | 0% | 0% | 0% | 0% |  |  |  |  | Biofuel | 0% | 0% | 0% | 0%
Note on AI48: Positive = Import Negative = Export

## MT_Assumptions
TYNDP 2017
Scenarios Gas Demand for Power Generation
MT
Scenario | Data Option | GWh/d | 2017 | 2020 | 2025 | 2030 | 2035
EU Green Revolution |  | Yearly Average | 0 | 0 | 0 | 0 | 0
EU Green Revolution |  | 14 Day Peak | 0 | 0 | 0 | 0 | 0
EU Green Revolution |  | Peak Day | 0 | 0 | 0 | 0 | 0
Scenario | Data Option | GWh/d | 2017 | 2020 | 2025 | 2030 | 2035
Green Evolution | Own Data | Yearly Average | 0 | 0 | 0 | 0 | 0
Green Evolution | Own Data | 14 Day Peak | 0 | 0 | 0 | 0 | 0
Green Evolution | Own Data | Peak Day | 0 | 0 | 0 | 0 | 0
Scenario | Data Option | GWh/d | 2017 | 2020 | 2025 | 2030 | 2035
Blue Transition | Own Data | Yearly Average | 0 | 0 | 0 | 0 | 0
Blue Transition | Own Data | 14 Day Peak | 0 | 0 | 0 | 0 | 0
Blue Transition | Own Data | Peak Day | 0 | 0 | 0 | 0 | 0
Scenario | Data Option | GWh/d | 2017 | 2020 | 2025 | 2030 | 2035
Slow Progression | Own Data | Yearly Average | 0 | 0 | 0 | 0 | 0
Slow Progression | Own Data | 14 Day Peak | 0 | 0 | 0 | 0 | 0
Slow Progression | Own Data | Peak Day | 0 | 0 | 0 | 0 | 0

## NL_Assumptions
TYNDP 2017 | [7 empty] | ELECTRICITY SCENARIOS | Thermal Gap Approach |  |  | NL |  |  |  |  | ELECTRICITY SCENARIOS | Data Source: ENTSOE TYNDP 2016 |  |  |  | NL
[17 empty] | e-(energy unit) signifies electricity value | https://www.entsoe.eu/Documents/TYNDP%20documents/TYNDP%202016/rgips/TYNDP2016%20Scenario%20Development%20Report%20-%20Final.pdf
Scenarios Gas Demand for Power Generation
NL | [9 empty] | Slow Progression | Blue Transition | Green Revolution |  | Slow Progression | Blue Transition | Green Revolution |  |  | Slow Progression | Blue Transition | Green Revolution |  | Slow Progression | Blue Transition | Green Revolution
Scenario | Data Option | GWh/d | 2017 | 2020 | 2025 | 2030 | 2035 | Gas Demand for Power |  | Min Gas | Max Gas | Max Gas | INPUT PARAMETERS |  |  |  | Gas Demand for Power | ENTSO-E Hist | 2030 V1 | 2030 V3 | 2030 V4 | Yearly Gas Statistics | 2030 V1 | 2030 V3 | 2030 V4
EU Green Revolution |  | Yearly Average | 236.3958 | 241.4294 | 247.2661 | 246.7941 | 247.5472 |  |  | 2030 V1 | 2030 V3 | 2030 V4 |  | 2030 V1 | 2030 V3 | 2030 V4 | Gas Consumption (GWh/y) | 0 | 33221.4561 | 32388.7081 | 48800.4621 | Gas Average Weighted Efficiency | 56.5% | 56.48% | 56.34%
EU Green Revolution |  | 14 Day Peak | 516.6765 | 529.2371 | 627.4909 | 692.976 | 692.976 | Gas Consumption (GWh/y) |  | 44860.7261 | 85780.247 | 104184.4874 | Share of Gas in Others - Non RES | 0% | 100% | 100% | Gas Consumption (GWh/d) | 0 | 91.0177 | 88.7362 | 133.6999
EU Green Revolution |  | Peak Day | 516.6765 | 529.2371 | 627.4909 | 692.976 | 692.976 | Gas Consumption (GWh/d) |  | 122.9061 | 235.0144 | 285.437
[13 empty] | Efficiency | 2030 V1 | 2030 V3 | 2030 V4
Scenario | Data Option | GWh/d | 2017 | 2020 | 2025 | 2030 | 2035 | [5 empty] | Yearly Gas Plant Efficiency | 50% | 50% | 50% | Gas Average Weighted Efficiency | 50%
Green Evolution | Own Data | Yearly Average | 236.3958 | 241.4294 | 247.2661 | 246.7941 | 247.5472
Green Evolution | Own Data | 14 Day Peak | 516.6765 | 529.2371 | 627.4909 | 692.976 | 692.976 | [5 empty] | Yearly Load Factors | 2030 V1 | 2030 V3 | 2030 V4
Green Evolution | Own Data | Peak Day | 516.6765 | 529.2371 | 627.4909 | 692.976 | 692.976 | [5 empty] | Yearly Gas Load Factor Maximum | 75% | 75% | 75%
[9 empty] | ENTSO-E Hist | 2030 V1 | 2030 V3 | 2030 V4 | Yearly Gas Load Factor Minimum | 10% | 10% | 10% |  | ENTSO-E Hist | 2030 V1 | 2030 V3 | 2030 V4
Scenario | Data Option | GWh/d | 2017 | 2020 | 2025 | 2030 | 2035 | e-MW - Net Generation Capacity | 2015 | 2030 | 2030 | 2030 |  |  |  |  | e-MW - Net Generation Capacity | 2015 | 2030 | 2030 | 2030
Blue Transition | Own Data | Yearly Average | 198.2839 | 190.2045 | 224.7222 | 285.9466 | 357.3272 | Nuclear | 492 | 486 | 486 | 486 | Yearly Coal Load Factor Maximum | 70% | 70% | 70% | Nuclear | 492 | 486 | 486 | 486
Blue Transition | Own Data | 14 Day Peak | 421.7792 | 397.575 | 486.0278 | 616.7949 | 692.976 | Hydro | 38 | 38 | 38 | 38 | Yearly Coal Load Factor Minimum | 10% | 10% | 10% | Hydro | 38 | 38 | 38 | 38
Blue Transition | Own Data | Peak Day | 421.7792 | 397.575 | 486.0278 | 616.7949 | 692.976 | Hydro - pump | 0 | 0 | 0 | 0 |  |  |  |  | Hydro - pump | 0 | 0 | 0 | 0
[8 empty] | Others - RES | 0 | 300 | 470 | 470 | 2 Week Load Factors | 2030 V1 | 2030 V3 | 2030 V4 | Others - RES | 0 | 300 | 470 | 470
Scenario | Data Option | GWh/d | 2017 | 2020 | 2025 | 2030 | 2035 | Others - Non RES | 869 | 5080 | 0 | 0 | 2W Gas Load Factor Maximum | 85% | 85% | 85% | Others - Non RES | 869 | 5080 | 5080 | 5080
Slow Progression | Own Data | Yearly Average | 197.2603 | 188.3562 | 152.0548 | 126.7123 | 123.2877 | Gas | 19590 | 8757.4601 | 14437.5301 | 14437.5301 | 2W Gas Load Factor Minimum | 10% | 10% | 10% | Gas | 19590 | 8757.4601 | 9357.5301 | 9357.5301
Slow Progression | Own Data | 14 Day Peak | 421.7792 | 397.575 | 326.6597 | 274.9832 | 274.9832 | Coal | 7270 | 4610 | 0 | 0 |  |  |  |  | Coal | 7270 | 4610 | 0 | 0
Slow Progression | Own Data | Peak Day | 421.7792 | 397.575 | 326.6597 | 274.9832 | 274.9832 | Oil | 0 | 0 | 0 | 0 | 2W Coal Load Factor Maximum | 85% | 85% | 85% | Oil | 0 | 0 | 0 | 0
[8 empty] | Wind | 2874 | 7000 | 12700 | 9995.1899 | 2W Coal Load Factor Minimum | 10% | 10% | 10% | Wind | 2874 | 7000 | 12700 | 9995.1899
[8 empty] | Solar | 1000 | 4000 | 15400 | 9700 |  |  |  |  | Solar | 1000 | 4000 | 15400 | 9700
[8 empty] | Biofuel | 400 | 0 | 4610 | 4610 | Peak Day Load Factors | 2030 V1 | 2030 V3 | 2030 V4 | Biofuel | 400 | 0 | 4610 | 4610
[8 empty] | Import | 0 | 9800 | 9800 | 9800 | Peak Day Gas Load Factor Maximum | 95% | 95% | 95% | Import |  | 9800 | 9800 | 9800
[8 empty] | Export | 0 | 9800 | 9800 | 9800 | Peak Day Gas Load Factor Minimum | 10% | 10% | 10% | Export |  | 9800 | 9800 | 9800
[8 empty] | e-GWh/y - Generation | ENTSO-E Hist | 2030 V1 | 2030 V3 | 2030 V4 | Peak Day Coal Load Factor Maximum | 95% | 95% | 95% | e-GWh/y - Generation | ENTSO-E Hist | 2030 V1 | 2030 V3 | 2030 V4
[8 empty] | Nuclear | 4034 | 3467.1265 | 2766.9487 | 3041.043 | Peak Day Coal Load Factor Minimum | 10% | 10% | 10% | Nuclear | 4034 | 3467.1265 | 2766.9487 | 3041.043
[8 empty] | Hydro | 108 | 104.8321 | 104.8321 | 104.8321 |  |  |  |  | Hydro | 108 | 104.8321 | 104.8321 | 104.8321
[8 empty] | Hydro - pump | 0 | 0 | 0 | 0 |  |  |  |  | Hydro - pump | 0 | 0 | 0 | 0
[8 empty] | Others - RES | 0 | 2070.4285 | 3284.7302 | 3284.7302 |  |  |  |  | Others - RES | 0 | 2070.4285 | 3284.7302 | 3284.7302
[8 empty] | Others - Non RES | 88395 | 25813.502 | 0 | 0 | Thermal Gap Results |  |  |  | Others - Non RES | 88395 | 25813.502 | 24597.4766 | 24597.4844
[8 empty] | Gas | 0 | 18768.7908 | 42890.1235 | 52092.2437 |  | 2030 V1 | 2030 V3 | 2030 V4 | Gas | 0 | 18768.7908 | 18292.6469 | 27494.7593
[8 empty] | Coal | 0 | 31930.0923 | 0 | 0 | Thermal Gap (e-GWh/y) | 50698.8831 | 42890.1235 | 52092.2437 | Coal | 0 | 31930.0923 | 0 | 0
[8 empty] | Oil | 0 | 0 | 0 | 0 | Thermal Gap (e-GWh/d) | 138.901 | 117.5072 | 142.7185 | Oil | 0 | 0 | 0 | 0
[8 empty] | Wind | 7134 | 17598.9062 | 34361.1133 | 26487.3652 |  |  |  |  | Wind | 7134 | 17598.9062 | 34361.1133 | 26487.3652
[8 empty] | Solar | 95 | 4329.9604 | 16670.3359 | 10500.1436 |  |  |  |  | Solar | 95 | 4329.9604 | 16670.3359 | 10500.1436
[8 empty] | Biofuel | 4002 | 0 | 22850.3345 | 25256.665 |  |  |  |  | Biofuel | 4002 | 0 | 22850.3345 | 25256.665
[8 empty] | Annual demand (e-GWh/y) | 112515 | 122012.2891 | 116398.5234 | 122577.3359 |  |  |  |  | Annual demand (e-GWh/y) | 112515 | 122012.2891 | 116398.5234 | 122577.3359
[8 empty] | Net imports (e-GWh/y) | 8747 | 17928.6503 | -6529.8948 | 1810.3131 | Thermal Gap | Min Gas | Max Gas | Max Gas | Net imports (e-GWh/y) | 8747 | 17928.6503 | -6529.8948 | 1810.3131
[14 empty] | 2030 V1 | 2030 V3 | 2030 V4
[8 empty] | Net Demand (e-GWh/y) | 103768 | 104083.6387 | 122928.4182 | 120767.0228 | Thermal Gap (e-GWh/y) | 22430.3631 | 42890.1235 | 52092.2437 | Net Demand (e-GWh/y) | 103768 | 104083.6387 | 122928.4182 | 120767.0228
[13 empty] | Thermal Gap (e-GWh/d) | 61.453 | 117.5072 | 142.7185
[8 empty] | Yearly Load Factors | [8 empty] | Yearly Load Factors
[8 empty] | Calculated from capacity and generation data | ENTSO-E Hist | 2030 V1 | 2030 V3 | 2030 V4 |  |  |  |  | Calculated from capacity and generation data | ENTSO-E Hist | 2030 V1 | 2030 V3 | 2030 V4
[8 empty] | Nuclear | 93.6% | 81.44% | 64.99% | 71.43% |  |  |  |  | Nuclear | 93.6% | 81.44% | 64.99% | 71.43%
[8 empty] | Hydro | 32.44% | 31.49% | 31.49% | 31.49% |  |  |  |  | Hydro | 32.44% | 31.49% | 31.49% | 31.49%
[8 empty] | Hydro - pump | 0% | 0% | 0% | 0% |  |  |  |  | Hydro - pump | 0% | 0% | 0% | 0%
[8 empty] | Others - RES | 0% | 78.78% | 79.78% | 79.78% |  |  |  |  | Others - RES | 0% | 78.78% | 79.78% | 79.78%
[8 empty] | Others - Non RES | 1161% | 58.01% | 0% | 0% |  |  |  |  | Others - Non RES | 1161% | 58.01% | 55.27% | 55.27%
[8 empty] | Gas | 0% | 24.47% | 33.91% | 41.19% |  |  |  |  | Gas | 0% | 24.47% | 22.32% | 33.54%
[8 empty] | Coal | 0% | 79.07% | 0% | 0% |  |  |  |  | Coal | 0% | 79.07% | 0% | 0%
[8 empty] | Oil | 0% | 0% | 0% | 0% |  |  |  |  | Oil | 0% | 0% | 0% | 0%
[8 empty] | Wind | 28.34% | 28.7% | 30.89% | 30.25% |  |  |  |  | Wind | 28.34% | 28.7% | 30.89% | 30.25%
[8 empty] | Solar | 1.084% | 12.36% | 12.36% | 12.36% |  |  |  |  | Solar | 1.084% | 12.36% | 12.36% | 12.36%
[8 empty] | Biofuel | 114.2% | 0% | 56.58% | 62.54% |  |  |  |  | Biofuel | 114.2% | 0% | 56.58% | 62.54%
Note on AI48: Positive = Import Negative = Export

## PL_Assumptions
TYNDP 2017 | [7 empty] | ELECTRICITY SCENARIOS | Thermal Gap Approach |  |  | PL |  |  |  |  | ELECTRICITY SCENARIOS | Data Source: ENTSOE TYNDP 2016 |  |  |  | PL
[17 empty] | e-(energy unit) signifies electricity value | https://www.entsoe.eu/Documents/TYNDP%20documents/TYNDP%202016/rgips/TYNDP2016%20Scenario%20Development%20Report%20-%20Final.pdf
Scenarios Gas Demand for Power Generation
PL | [9 empty] | Slow Progression | Blue Transition | Green Revolution |  | Slow Progression | Blue Transition | Green Revolution |  |  | Slow Progression | Blue Transition | Green Revolution |  | Slow Progression | Blue Transition | Green Revolution
Scenario | Data Option | GWh/d | 2017 | 2020 | 2025 | 2030 | 2035 | Gas Demand for Power |  | Min Gas | Max Gas | Max Gas | INPUT PARAMETERS |  |  |  | Gas Demand for Power | ENTSO-E Hist | 2030 V1 | 2030 V3 | 2030 V4 | Yearly Gas Statistics | 2030 V1 | 2030 V3 | 2030 V4
EU Green Revolution |  | Yearly Average | 61.7988 | 61.7988 | 61.7988 | 61.7988 | 61.7988 |  |  | 2030 V1 | 2030 V3 | 2030 V4 |  | 2030 V1 | 2030 V3 | 2030 V4 | Gas Consumption (GWh/y) | 8118 | 635.9479 | 22806.8273 | 25506.4349 | Gas Average Weighted Efficiency | 56.5% | 56.5% | 56.5%
EU Green Revolution |  | 14 Day Peak | 94.8483 | 94.8483 | 94.8483 | 94.8483 | 94.8483 | Gas Consumption (GWh/y) |  | 4912.608 | 25110.54 | 25110.54 | Share of Gas in Others - Non RES | 0% | 0% | 0% | Gas Consumption (GWh/d) | 22.2411 | 1.7423 | 62.4845 | 69.8806
EU Green Revolution |  | Peak Day | 104.5723 | 104.5723 | 104.5723 | 104.5723 | 104.5723 | Gas Consumption (GWh/d) |  | 13.4592 | 68.796 | 68.796
[13 empty] | Efficiency | 2030 V1 | 2030 V3 | 2030 V4
Scenario | Data Option | GWh/d | 2017 | 2020 | 2025 | 2030 | 2035 | [5 empty] | Yearly Gas Plant Efficiency | 50% | 50% | 50% | Gas Average Weighted Efficiency | 50%
Green Evolution | Own Data | Yearly Average | 61.7988 | 61.7988 | 61.7988 | 61.7988 | 61.7988
Green Evolution | Own Data | 14 Day Peak | 94.8483 | 94.8483 | 94.8483 | 94.8483 | 94.8483 | [5 empty] | Yearly Load Factors | 2030 V1 | 2030 V3 | 2030 V4
Green Evolution | Own Data | Peak Day | 104.5723 | 104.5723 | 104.5723 | 104.5723 | 104.5723 | [5 empty] | Yearly Gas Load Factor Maximum | 75% | 75% | 75%
[9 empty] | ENTSO-E Hist | 2030 V1 | 2030 V3 | 2030 V4 | Yearly Gas Load Factor Minimum | 10% | 10% | 10% |  | ENTSO-E Hist | 2030 V1 | 2030 V3 | 2030 V4
Scenario | Data Option | GWh/d | 2017 | 2020 | 2025 | 2030 | 2035 | e-MW - Net Generation Capacity | 2015 | 2030 | 2030 | 2030 |  |  |  |  | e-MW - Net Generation Capacity | 2015 | 2030 | 2030 | 2030
Blue Transition | Own Data | Yearly Average | 97.458 | 212.9819 | 212.9819 | 212.9819 | 212.9819 | Nuclear | 0 | 3000 | 0 | 0 | Yearly Coal Load Factor Maximum | 75% | 75% | 75% | Nuclear | 0 | 3000 | 0 | 0
Blue Transition | Own Data | 14 Day Peak | 129.5038 | 257.2204 | 257.2204 | 257.2204 | 257.2204 | Hydro | 941 | 1013 | 1013 | 1013 | Yearly Coal Load Factor Minimum | 10% | 10% | 10% | Hydro | 941 | 1013 | 1013 | 1013
Blue Transition | Own Data | Peak Day | 142.7807 | 283.5909 | 283.5909 | 283.5909 | 283.5909 | Hydro - pump | 1413 | 1413 | 2163 | 2163 |  |  |  |  | Hydro - pump | 1413 | 1413 | 2163 | 2163
[8 empty] | Others - RES | 148 | 1210 | 1210 | 1210 | 2 Week Load Factors | 2030 V1 | 2030 V3 | 2030 V4 | Others - RES | 148 | 1210 | 1210 | 1210
Scenario | Data Option | GWh/d | 2017 | 2020 | 2025 | 2030 | 2035 | Others - Non RES | 2326 | 7550 | 9860 | 9860 | 2W Gas Load Factor Maximum | 85% | 85% | 85% | Others - Non RES | 2326 | 7550 | 9860 | 9860
Slow Progression | Own Data | Yearly Average | 88.64 | 111.5161 | 111.5161 | 111.5161 | 111.5161 | Gas | 944 | 2804 | 1911 | 1911 | 2W Gas Load Factor Minimum | 10% | 10% | 10% | Gas | 944 | 2804 | 1911 | 1911
Slow Progression | Own Data | 14 Day Peak | 121.5064 | 153.7385 | 153.7385 | 153.7385 | 153.7385 | Coal | 25828 | 12523.0598 | 11960.0999 | 11960.0999 |  |  |  |  | Coal | 25828 | 12523.0598 | 11960.0999 | 11960.0999
Slow Progression | Own Data | Peak Day | 133.9634 | 169.4999 | 169.4999 | 169.4999 | 169.4999 | Oil | 0 | 0 | 0 | 0 | 2W Coal Load Factor Maximum | 85% | 85% | 85% | Oil | 0 | 0 | 0 | 0
[8 empty] | Wind | 3753 | 8900 | 11000 | 9950 | 2W Coal Load Factor Minimum | 10% | 10% | 10% | Wind | 3753 | 8900 | 11000 | 9950
[8 empty] | Solar | 23 | 1500 | 4000 | 2750 |  |  |  |  | Solar | 23 | 1500 | 4000 | 2750
[8 empty] | Biofuel | 624 | 5866.9598 | 5239.92 | 5239.92 | Peak Day Load Factors | 2030 V1 | 2030 V3 | 2030 V4 | Biofuel | 624 | 5866.9598 | 5239.92 | 5239.92
[8 empty] | Import | 0 | 11190 | 11190 | 11190 | Peak Day Gas Load Factor Maximum | 95% | 95% | 95% | Import |  | 11190 | 11190 | 11190
[8 empty] | Export | 0 | 11190 | 11190 | 11190 | Peak Day Gas Load Factor Minimum | 10% | 10% | 10% | Export |  | 11190 | 11190 | 11190
[8 empty] | e-GWh/y - Generation | ENTSO-E Hist | 2030 V1 | 2030 V3 | 2030 V4 | Peak Day Coal Load Factor Maximum | 95% | 95% | 95% | e-GWh/y - Generation | ENTSO-E Hist | 2030 V1 | 2030 V3 | 2030 V4
[8 empty] | Nuclear | 0 | 21186.0254 | 0 | 0 | Peak Day Coal Load Factor Minimum | 10% | 10% | 10% | Nuclear | 0 | 21186.0254 | 0 | 0
[8 empty] | Hydro | 1817 | 2387.6157 | 2387.6157 | 2387.6157 |  |  |  |  | Hydro | 1817 | 2387.6157 | 2387.6157 | 2387.6157
[8 empty] | Hydro - pump | 618 | 1473.3063 | 225.868 | 490.435 |  |  |  |  | Hydro - pump | 618 | 1473.3063 | 225.868 | 490.435
[8 empty] | Others - RES | 449 | 5376.5977 | 5376.5977 | 5376.5977 |  |  |  |  | Others - RES | 449 | 5376.5977 | 5376.5977 | 5376.5977
[8 empty] | Others - Non RES | 9307 | 34594.9023 | 44252.8125 | 44252.8125 | Thermal Gap Results |  |  |  | Others - Non RES | 9307 | 34594.9023 | 44252.8125 | 44252.8125
[8 empty] | Gas | 4059 | 359.3106 | 12885.8574 | 14411.1357 |  | 2030 V1 | 2030 V3 | 2030 V4 | Gas | 4059 | 359.3106 | 12885.8574 | 14411.1357
[8 empty] | Coal | 117678 | 79434.3879 | 30522.5996 | 33837.3996 | Thermal Gap (e-GWh/y) | 79793.6985 | 43408.457 | 48248.5354 | Coal | 117678 | 79434.3879 | 30522.5996 | 33837.3996
[8 empty] | Oil | 0 | 0 | 0 | 0 | Thermal Gap (e-GWh/d) | 218.6129 | 118.9273 | 132.1878 | Oil | 0 | 0 | 0 | 0
[8 empty] | Wind | 10213 | 16255.7001 | 21927.1187 | 19091.2808 |  |  |  |  | Wind | 10213 | 16255.7001 | 21927.1187 | 19091.2808
[8 empty] | Solar | 41 | 1671.2998 | 4456.9131 | 3064.0879 |  |  |  |  | Solar | 41 | 1671.2998 | 4456.9131 | 3064.0879
[8 empty] | Biofuel | 6462 | 28957.3457 | 5245.5566 | 22417.7344 |  |  |  |  | Biofuel | 6462 | 28957.3457 | 5245.5566 | 22417.7344
[8 empty] | Annual demand (e-GWh/y) | 150922 | 175887 | 160246.3906 | 175213.9688 |  |  |  |  | Annual demand (e-GWh/y) | 150922 | 175887 | 160246.3906 | 175213.9688
[8 empty] | Net imports (e-GWh/y) | 278 | -15809.4915 | 32965.4513 | 29884.8695 | Thermal Gap | Min Gas | Max Gas | Max Gas | Net imports (e-GWh/y) | 278 | -15809.4915 | 32965.4513 | 29884.8695
[14 empty] | 2030 V1 | 2030 V3 | 2030 V4
[8 empty] | Net Demand (e-GWh/y) | 150644 | 191696.4915 | 127280.9393 | 145329.0993 | Thermal Gap (e-GWh/y) | 2456.304 | 12555.27 | 12555.27 | Net Demand (e-GWh/y) | 150644 | 191696.4915 | 127280.9393 | 145329.0993
[13 empty] | Thermal Gap (e-GWh/d) | 6.7296 | 34.398 | 34.398
[8 empty] | Yearly Load Factors | [8 empty] | Yearly Load Factors
[8 empty] | Calculated from capacity and generation data | ENTSO-E Hist | 2030 V1 | 2030 V3 | 2030 V4 |  |  |  |  | Calculated from capacity and generation data | ENTSO-E Hist | 2030 V1 | 2030 V3 | 2030 V4
[8 empty] | Nuclear | 0% | 80.62% | 0% | 0% |  |  |  |  | Nuclear | 0% | 80.62% | 0% | 0%
[8 empty] | Hydro | 22.04% | 26.91% | 26.91% | 26.91% |  |  |  |  | Hydro | 22.04% | 26.91% | 26.91% | 26.91%
[8 empty] | Hydro - pump | 4.993% | 11.9% | 1.192% | 2.588% |  |  |  |  | Hydro - pump | 4.993% | 11.9% | 1.192% | 2.588%
[8 empty] | Others - RES | 34.63% | 50.72% | 50.72% | 50.72% |  |  |  |  | Others - RES | 34.63% | 50.72% | 50.72% | 50.72%
[8 empty] | Others - Non RES | 45.68% | 52.31% | 51.23% | 51.23% |  |  |  |  | Others - Non RES | 45.68% | 52.31% | 51.23% | 51.23%
[8 empty] | Gas | 49.08% | 1.463% | 76.97% | 86.09% |  |  |  |  | Gas | 49.08% | 1.463% | 76.97% | 86.09%
[8 empty] | Coal | 52.01% | 72.41% | 29.13% | 32.3% |  |  |  |  | Coal | 52.01% | 72.41% | 29.13% | 32.3%
[8 empty] | Oil | 0% | 0% | 0% | 0% |  |  |  |  | Oil | 0% | 0% | 0% | 0%
[8 empty] | Wind | 31.06% | 20.85% | 22.76% | 21.9% |  |  |  |  | Wind | 31.06% | 20.85% | 22.76% | 21.9%
[8 empty] | Solar | 20.35% | 12.72% | 12.72% | 12.72% |  |  |  |  | Solar | 20.35% | 12.72% | 12.72% | 12.72%
[8 empty] | Biofuel | 118.2% | 56.34% | 11.43% | 48.84% |  |  |  |  | Biofuel | 118.2% | 56.34% | 11.43% | 48.84%
Note on AI48: Positive = Import Negative = Export

## PT_Assumptions
TYNDP 2017 | [7 empty] | ELECTRICITY SCENARIOS | Thermal Gap Approach |  |  | PT |  |  |  |  | ELECTRICITY SCENARIOS | Data Source: ENTSOE TYNDP 2016 |  |  |  | PT
[17 empty] | e-(energy unit) signifies electricity value | https://www.entsoe.eu/Documents/TYNDP%20documents/TYNDP%202016/rgips/TYNDP2016%20Scenario%20Development%20Report%20-%20Final.pdf
Scenarios Gas Demand for Power Generation
PT | [9 empty] | Slow Progression | Blue Transition | Green Revolution |  | Slow Progression | Blue Transition | Green Revolution |  |  | Slow Progression | Blue Transition | Green Revolution |  | Slow Progression | Blue Transition | Green Revolution
Scenario | Data Option | GWh/d | 2017 | 2020 | 2025 | 2030 | 2035 | Gas Demand for Power |  | Min Gas | Max Gas | Max Gas | INPUT PARAMETERS |  |  |  | Gas Demand for Power | ENTSO-E Hist | 2030 V1 | 2030 V3 | 2030 V4 | Yearly Gas Statistics | 2030 V1 | 2030 V3 | 2030 V4
EU Green Revolution |  | Yearly Average | 21.4336 | 43.2559 | 53.6674 | 49.6335 | 48.2038 |  |  | 2030 V1 | 2030 V3 | 2030 V4 |  | 2030 V1 | 2030 V3 | 2030 V4 | Gas Consumption (GWh/y) | 11047 | 17466.4844 | 23286.9129 | 15839.2339 | Gas Average Weighted Efficiency | 52.2% | 52.2% | 52.2%
EU Green Revolution |  | 14 Day Peak | 41.3691 | 71.5714 | 97.0937 | 111.7944 | 111.7944 | Gas Consumption (GWh/y) |  | 17466.4844 | 23286.9129 | 15839.2339 | Share of Gas in Others - Non RES | 0% | 0% | 0% | Gas Consumption (GWh/d) | 30.2658 | 47.8534 | 63.7998 | 43.3952
EU Green Revolution |  | Peak Day | 106.4406 | 129.0591 | 148.2047 | 167.6446 | 167.6446 | Gas Consumption (GWh/d) |  | 47.8534 | 63.7998 | 43.3952
[13 empty] | Efficiency | 2030 V1 | 2030 V3 | 2030 V4
Scenario | Data Option | GWh/d | 2017 | 2020 | 2025 | 2030 | 2035 | [5 empty] | Yearly Gas Plant Efficiency | 52.2% | 52.2% | 52.2% | Gas Average Weighted Efficiency | 88.77%
Green Evolution | Own Data | Yearly Average | 21.4336 | 43.2559 | 54.9778 | 52.2055 | 52.2055
Green Evolution | Own Data | 14 Day Peak | 41.3691 | 71.5714 | 97.0937 | 111.7944 | 111.7944 | [5 empty] | Yearly Load Factors | 2030 V1 | 2030 V3 | 2030 V4
Green Evolution | Own Data | Peak Day | 106.4406 | 129.0591 | 148.2047 | 167.6446 | 167.6446 | [5 empty] | Yearly Gas Load Factor Maximum | 100% | 100% | 100%
[9 empty] | ENTSO-E Hist | 2030 V1 | 2030 V3 | 2030 V4 | Yearly Gas Load Factor Minimum | 0% | 0% | 0% |  | ENTSO-E Hist | 2030 V1 | 2030 V3 | 2030 V4
Scenario | Data Option | GWh/d | 2017 | 2020 | 2025 | 2030 | 2035 | e-MW - Net Generation Capacity | 2015 | 2030 | 2030 | 2030 |  |  |  |  | e-MW - Net Generation Capacity | 2015 | 2030 | 2030 | 2030
Blue Transition | Own Data | Yearly Average | 22.4193 | 45.3719 | 58.8176 | 57.1544 | 57.1544 | Nuclear | 0 | 0 | 0 | 0 | Yearly Coal Load Factor Maximum | 0% | 0% | 0% | Nuclear | 0 | 0 | 0 | 0
Blue Transition | Own Data | 14 Day Peak | 43.1444 | 73.353 | 99.5368 | 114.7281 | 114.7281 | Hydro | 5692 | 3157.8001 | 3307.8001 | 3307.8001 | Yearly Coal Load Factor Minimum | 0% | 0% | 0% | Hydro | 5692 | 3157.8001 | 3307.8001 | 3307.8001
Blue Transition | Own Data | Peak Day | 109.4441 | 133.2799 | 148.2047 | 167.6446 | 167.6446 | Hydro - pump | 0 | 4700.5 | 6409.5 | 6409.5 |  |  |  |  | Hydro - pump | 0 | 4700.5 | 6409.5 | 6409.5
[8 empty] | Others - RES | 0 | 720 | 850 | 850 | 2 Week Load Factors | 2030 V1 | 2030 V3 | 2030 V4 | Others - RES | 0 | 720 | 850 | 850
Scenario | Data Option | GWh/d | 2017 | 2020 | 2025 | 2030 | 2035 | Others - Non RES | 431 | 1340 | 1560 | 1560 | 2W Gas Load Factor Maximum | 85% | 85% | 85% | Others - Non RES | 431 | 1340 | 1560 | 1560
Slow Progression | Own Data | Yearly Average | 21.4336 | 20.6381 | 18.0838 | 45.9004 | 45.9004 | Gas | 4702 | 4155.9 | 3717 | 3717 | 2W Gas Load Factor Minimum | 0% | 0% | 0% | Gas | 4702 | 4155.9 | 3717 | 3717
Slow Progression | Own Data | 14 Day Peak | 41.3691 | 41.7142 | 45.348 | 87.0182 | 87.0182 | Coal | 1756 | 0 | 0 | 0 |  |  |  |  | Coal | 1756 | 0 | 0 | 0
Slow Progression | Own Data | Peak Day | 106.4406 | 106.07 | 109.4501 | 139.8754 | 139.8754 | Oil | 71 | 0 | 0 | 0 | 2W Coal Load Factor Maximum | 0% | 0% | 0% | Oil | 71 | 0 | 0 | 0
[8 empty] | Wind | 4540 | 5300 | 6400 | 8572.04 | 2W Coal Load Factor Minimum | 0% | 0% | 0% | Wind | 4540 | 5300 | 6400 | 8572.04
[8 empty] | Solar | 396 | 720 | 910 | 3280 |  |  |  |  | Solar | 396 | 720 | 910 | 3280
[8 empty] | Biofuel | 240 | 0 | 0 | 0 | Peak Day Load Factors | 2030 V1 | 2030 V3 | 2030 V4 | Biofuel | 240 | 0 | 0 | 0
[8 empty] | Import | 0 | 3500 | 3500 | 3500 | Peak Day Gas Load Factor Maximum | 85% | 85% | 85% | Import |  | 3500 | 3500 | 3500
[8 empty] | Export | 0 | 3500 | 3500 | 3500 | Peak Day Gas Load Factor Minimum | 0% | 0% | 0% | Export |  | 3500 | 3500 | 3500
[8 empty] | e-GWh/y - Generation | ENTSO-E Hist | 2030 V1 | 2030 V3 | 2030 V4 | Peak Day Coal Load Factor Maximum | 0% | 0% | 0% | e-GWh/y - Generation | ENTSO-E Hist | 2030 V1 | 2030 V3 | 2030 V4
[8 empty] | Nuclear | 0 | 0 | 0 | 0 | Peak Day Coal Load Factor Minimum | 0% | 0% | 0% | Nuclear | 0 | 0 | 0 | 0
[8 empty] | Hydro | 8451 | 8060.1379 | 8236.0325 | 8236.1208 |  |  |  |  | Hydro | 8451 | 8060.1379 | 8236.0325 | 8236.1208
[8 empty] | Hydro - pump | 1163 | 6635.5073 | 6700.6786 | 7945.2683 |  |  |  |  | Hydro - pump | 1163 | 6635.5073 | 6700.6786 | 7945.2683
[8 empty] | Others - RES | 0 | 3281.7012 | 3834.7366 | 3834.7346 |  |  |  |  | Others - RES | 0 | 3281.7012 | 3834.7366 | 3834.7346
[8 empty] | Others - Non RES | 241 | 6090.3359 | 7090.8716 | 7090.8911 | Thermal Gap Results |  |  |  | Others - Non RES | 241 | 6090.3359 | 7090.8716 | 7090.8911
[8 empty] | Gas | 9806 | 9117.5049 | 12155.7686 | 8268.0801 |  | 2030 V1 | 2030 V3 | 2030 V4 | Gas | 9806 | 9117.5049 | 12155.7686 | 8268.0801
[8 empty] | Coal | 13679 | 0 | 0 | 0 | Thermal Gap (e-GWh/y) | 9117.5049 | 12155.7686 | 8268.0801 | Coal | 13679 | 0 | 0 | 0
[8 empty] | Oil | 99 | 0 | 0 | 0 | Thermal Gap (e-GWh/d) | 24.9795 | 33.3035 | 22.6523 | Oil | 99 | 0 | 0 | 0
[8 empty] | Wind | 11336 | 11562.5488 | 13962.29 | 18700.8613 |  |  |  |  | Wind | 11336 | 11562.5488 | 13962.29 | 18700.8613
[8 empty] | Solar | 759 | 1129.642 | 1524.248 | 4874.1249 |  |  |  |  | Solar | 759 | 1129.642 | 1524.248 | 4874.1249
[8 empty] | Biofuel | 2632 | 0 | 0 | 0 |  |  |  |  | Biofuel | 2632 | 0 | 0 | 0
[8 empty] | Annual demand (e-GWh/y) | 48965 | 58068.7422 | 59009.6133 | 62647.3242 |  |  |  |  | Annual demand (e-GWh/y) | 48965 | 58068.7422 | 59009.6133 | 62647.3242
[8 empty] | Net imports (e-GWh/y) | 799 | 12191.3641 | 5504.9875 | 3697.243 | Thermal Gap | Min Gas | Max Gas | Max Gas | Net imports (e-GWh/y) | 799 | 12191.3641 | 5504.9875 | 3697.243
[14 empty] | 2030 V1 | 2030 V3 | 2030 V4
[8 empty] | Net Demand (e-GWh/y) | 48166 | 45877.3781 | 53504.6258 | 58950.0812 | Thermal Gap (e-GWh/y) | 9117.5049 | 12155.7686 | 8268.0801 | Net Demand (e-GWh/y) | 48166 | 45877.3781 | 53504.6258 | 58950.0812
[13 empty] | Thermal Gap (e-GWh/d) | 24.9795 | 33.3035 | 22.6523
[8 empty] | Yearly Load Factors | [8 empty] | Yearly Load Factors
[8 empty] | Calculated from capacity and generation data | ENTSO-E Hist | 2030 V1 | 2030 V3 | 2030 V4 |  |  |  |  | Calculated from capacity and generation data | ENTSO-E Hist | 2030 V1 | 2030 V3 | 2030 V4
[8 empty] | Nuclear | 0% | 0% | 0% | 0% |  |  |  |  | Nuclear | 0% | 0% | 0% | 0%
[8 empty] | Hydro | 16.95% | 29.14% | 28.42% | 28.42% |  |  |  |  | Hydro | 16.95% | 29.14% | 28.42% | 28.42%
[8 empty] | Hydro - pump | 0% | 16.11% | 11.93% | 14.15% |  |  |  |  | Hydro - pump | 0% | 16.11% | 11.93% | 14.15%
[8 empty] | Others - RES | 0% | 52.03% | 51.5% | 51.5% |  |  |  |  | Others - RES | 0% | 52.03% | 51.5% | 51.5%
[8 empty] | Others - Non RES | 6.383% | 51.88% | 51.89% | 51.89% |  |  |  |  | Others - Non RES | 6.383% | 51.88% | 51.89% | 51.89%
[8 empty] | Gas | 23.81% | 25.04% | 37.33% | 25.39% |  |  |  |  | Gas | 23.81% | 25.04% | 37.33% | 25.39%
[8 empty] | Coal | 88.93% | 0% | 0% | 0% |  |  |  |  | Coal | 88.93% | 0% | 0% | 0%
[8 empty] | Oil | 15.92% | 0% | 0% | 0% |  |  |  |  | Oil | 15.92% | 0% | 0% | 0%
[8 empty] | Wind | 28.5% | 24.9% | 24.9% | 24.9% |  |  |  |  | Wind | 28.5% | 24.9% | 24.9% | 24.9%
[8 empty] | Solar | 21.88% | 17.91% | 19.12% | 16.96% |  |  |  |  | Solar | 21.88% | 17.91% | 19.12% | 16.96%
[8 empty] | Biofuel | 125.2% | 0% | 0% | 0% |  |  |  |  | Biofuel | 125.2% | 0% | 0% | 0%
Note on AI48: Positive = Import Negative = Export

## RO_Assumptions
TYNDP 2017 | [7 empty] | ELECTRICITY SCENARIOS | Thermal Gap Approach |  |  | RO |  |  |  |  | ELECTRICITY SCENARIOS | Data Source: ENTSOE TYNDP 2016 |  |  |  | RO
[17 empty] | e-(energy unit) signifies electricity value | https://www.entsoe.eu/Documents/TYNDP%20documents/TYNDP%202016/rgips/TYNDP2016%20Scenario%20Development%20Report%20-%20Final.pdf
Scenarios Gas Demand for Power Generation
RO | [9 empty] | Slow Progression | Blue Transition | Green Revolution |  | Slow Progression | Blue Transition | Green Revolution |  |  | Slow Progression | Blue Transition | Green Revolution |  | Slow Progression | Blue Transition | Green Revolution
Scenario | Data Option | GWh/d | 2017 | 2020 | 2025 | 2030 | 2035 | Gas Demand for Power |  | Min Gas | Max Gas | Max Gas | INPUT PARAMETERS |  |  |  | Gas Demand for Power | ENTSO-E Hist | 2030 V1 | 2030 V3 | 2030 V4 | Yearly Gas Statistics | 2030 V1 | 2030 V3 | 2030 V4
EU Green Revolution |  | Yearly Average | 27.0315 | 30.6252 | 36.6149 | 30.7816 | 42.6045 |  |  | 2030 V1 | 2030 V3 | 2030 V4 |  | 2030 V1 | 2030 V3 | 2030 V4 | Gas Consumption (GWh/y) | 8992 | 8530.0436 | 11235.2942 | 15550.6486 | Gas Average Weighted Efficiency | 49.75% | 51.56% | 53%
EU Green Revolution |  | 14 Day Peak | 95.8045 | 95.8045 | 95.8045 | 95.8045 | 95.8045 | Gas Consumption (GWh/y) |  | 8333.9138 | 13157.1192 | 22620.0154 | Share of Gas in Others - Non RES | 0% | 0% | 0% | Gas Consumption (GWh/d) | 24.6356 | 23.37 | 30.7816 | 42.6045
EU Green Revolution |  | Peak Day | 106.7546 | 106.7546 | 106.7546 | 106.7546 | 106.7546 | Gas Consumption (GWh/d) |  | 22.8326 | 36.0469 | 61.9726
[13 empty] | Efficiency | 2030 V1 | 2030 V3 | 2030 V4
Scenario | Data Option | GWh/d | 2017 | 2020 | 2025 | 2030 | 2035 | [5 empty] | Yearly Gas Plant Efficiency | 50% | 50% | 50% | Gas Average Weighted Efficiency | 50%
Green Evolution | ENTSO-E | Yearly Average | 27.0315 | 30.6252 | 36.6149 | 42.6045 | 42.6045
Green Evolution | ENTSO-E | 14 Day Peak | 95.8045 | 95.8045 | 95.8045 | 95.8045 | 95.8045 | [5 empty] | Yearly Load Factors | 2030 V1 | 2030 V3 | 2030 V4
Green Evolution | ENTSO-E | Peak Day | 106.7546 | 106.7546 | 106.7546 | 106.7546 | 106.7546 | [5 empty] | Yearly Gas Load Factor Maximum | 75% | 75% | 75%
[9 empty] | ENTSO-E Hist | 2030 V1 | 2030 V3 | 2030 V4 | Yearly Gas Load Factor Minimum | 10% | 10% | 10% |  | ENTSO-E Hist | 2030 V1 | 2030 V3 | 2030 V4
Scenario | Data Option | GWh/d | 2017 | 2020 | 2025 | 2030 | 2035 | e-MW - Net Generation Capacity | 2015 | 2030 | 2030 | 2030 |  |  |  |  | e-MW - Net Generation Capacity | 2015 | 2030 | 2030 | 2030
Blue Transition | ENTSO-E | Yearly Average | 25.4551 | 26.6843 | 28.733 | 30.7816 | 30.7816 | Nuclear | 1300 | 2630 | 2630 | 2630 | Yearly Coal Load Factor Maximum | 75% | 75% | 75% | Nuclear | 1300 | 2630 | 2630 | 2630
Blue Transition | ENTSO-E | 14 Day Peak | 82.9714 | 82.9714 | 82.9714 | 82.9714 | 82.9714 | Hydro | 6309 | 3658.34 | 3658.34 | 3658.34 | Yearly Coal Load Factor Minimum | 10% | 10% | 10% | Hydro | 6309 | 3658.34 | 3658.34 | 3658.34
Blue Transition | ENTSO-E | Peak Day | 103.7703 | 103.7703 | 103.7703 | 103.7703 | 103.7703 | Hydro - pump | 0 | 4078.1999 | 4428.1999 | 4441.6501 |  |  |  |  | Hydro - pump | 0 | 4078.1999 | 4428.1999 | 4441.6501
[8 empty] | Others - RES | 0 | 500 | 800 | 800 | 2 Week Load Factors | 2030 V1 | 2030 V3 | 2030 V4 | Others - RES | 0 | 500 | 800 | 800
Scenario | Data Option | GWh/d | 2017 | 2020 | 2025 | 2030 | 2035 | Others - Non RES | 2145 | 0 | 0 | 0 | 2W Gas Load Factor Maximum | 85% | 85% | 85% | Others - Non RES | 2145 | 0 | 0 | 0
Slow Progression | ENTSO-E | Yearly Average | 24.4669 | 24.2137 | 23.7919 | 23.37 | 23.37 | Gas | 1999 | 4756.8001 | 4756.8001 | 4756.8001 | 2W Gas Load Factor Minimum | 10% | 10% | 10% | Gas | 1999 | 4756.8001 | 4756.8001 | 4756.8001
Slow Progression | ENTSO-E | 14 Day Peak | 37.3039 | 37.3039 | 37.3039 | 37.3039 | 37.3039 | Coal | 5180 | 4799.82 | 4799.82 | 1250.7 |  |  |  |  | Coal | 5180 | 4799.82 | 4799.82 | 1250.7
Slow Progression | ENTSO-E | Peak Day | 38.9879 | 38.9879 | 38.9879 | 38.9879 | 38.9879 | Oil | 0 | 0 | 0 | 0 | 2W Coal Load Factor Maximum | 85% | 85% | 85% | Oil | 0 | 0 | 0 | 0
[8 empty] | Wind | 2944 | 5000 | 5500 | 9370.5801 | 2W Coal Load Factor Minimum | 10% | 10% | 10% | Wind | 2944 | 5000 | 5500 | 9370.5801
[8 empty] | Solar | 1143 | 2500 | 2800 | 2650 |  |  |  |  | Solar | 1143 | 2500 | 2800 | 2650
[8 empty] | Biofuel | 94 | 0 | 0 | 0 | Peak Day Load Factors | 2030 V1 | 2030 V3 | 2030 V4 | Biofuel | 94 | 0 | 0 | 0
[8 empty] | Import | 0 | 4350 | 4350 | 4350 | Peak Day Gas Load Factor Maximum | 95% | 95% | 95% | Import |  | 4350 | 4350 | 4350
[8 empty] | Export | 0 | 4350 | 4350 | 4350 | Peak Day Gas Load Factor Minimum | 10% | 10% | 10% | Export |  | 4350 | 4350 | 4350
[8 empty] | e-GWh/y - Generation | ENTSO-E Hist | 2030 V1 | 2030 V3 | 2030 V4 | Peak Day Coal Load Factor Maximum | 95% | 95% | 95% | e-GWh/y - Generation | ENTSO-E Hist | 2030 V1 | 2030 V3 | 2030 V4
[8 empty] | Nuclear | 10665 | 18323.4062 | 17740.2754 | 17947.8789 | Peak Day Coal Load Factor Minimum | 10% | 10% | 10% | Nuclear | 10665 | 18323.4062 | 17740.2754 | 17947.8789
[8 empty] | Hydro | 16545 | 11784.4699 | 11784.4814 | 11784.529 |  |  |  |  | Hydro | 16545 | 11784.4699 | 11784.4814 | 11784.529
[8 empty] | Hydro - pump | 0 | 6578.907 | 7162.1935 | 7172.4377 |  |  |  |  | Hydro - pump | 0 | 6578.907 | 7162.1935 | 7172.4377
[8 empty] | Others - RES | 0 | 2408.4316 | 3854.0176 | 3854.0176 |  |  |  |  | Others - RES | 0 | 2408.4316 | 3854.0176 | 3854.0176
[8 empty] | Others - Non RES | 4260 | 0 | 0 | 0 | Thermal Gap Results |  |  |  | Others - Non RES | 4260 | 0 | 0 | 0
[8 empty] | Gas | 4496 | 4243.994 | 5792.5926 | 8241.8491 |  | 2030 V1 | 2030 V3 | 2030 V4 | Gas | 4496 | 4243.994 | 5792.5926 | 8241.8491
[8 empty] | Coal | 16207 | 29299.308 | 4990.6093 | 4163.7718 | Thermal Gap (e-GWh/y) | 33543.302 | 10783.2019 | 12405.6209 | Coal | 16207 | 29299.308 | 4990.6093 | 4163.7718
[8 empty] | Oil | 0 | 0 | 0 | 0 | Thermal Gap (e-GWh/d) | 91.8995 | 29.543 | 33.988 | Oil | 0 | 0 | 0 | 0
[8 empty] | Wind | 6993 | 10502.1396 | 11552.334 | 19682.2012 |  |  |  |  | Wind | 6993 | 10502.1396 | 11552.334 | 19682.2012
[8 empty] | Solar | 1982 | 3366.6231 | 3770.602 | 3568.6145 |  |  |  |  | Solar | 1982 | 3366.6231 | 3770.602 | 3568.6145
[8 empty] | Biofuel | 522 | 0 | 0 | 0 |  |  |  |  | Biofuel | 522 | 0 | 0 | 0
[8 empty] | Annual demand (e-GWh/y) | 54753 | 60696.5312 | 56236.8789 | 60871.207 |  |  |  |  | Annual demand (e-GWh/y) | 54753 | 60696.5312 | 56236.8789 | 60871.207
[8 empty] | Net imports (e-GWh/y) | -6917 | -25810.7483 | -10410.2269 | -15544.0927 | Thermal Gap | Min Gas | Max Gas | Max Gas | Net imports (e-GWh/y) | -6917 | -25810.7483 | -10410.2269 | -15544.0927
[14 empty] | 2030 V1 | 2030 V3 | 2030 V4
[8 empty] | Net Demand (e-GWh/y) | 61670 | 86507.2795 | 66647.1059 | 76415.2997 | Thermal Gap (e-GWh/y) | 4166.9569 | 6578.5596 | 11310.0077 | Net Demand (e-GWh/y) | 61670 | 86507.2795 | 66647.1059 | 76415.2997
[13 empty] | Thermal Gap (e-GWh/d) | 11.4163 | 18.0235 | 30.9863
[8 empty] | Yearly Load Factors | [8 empty] | Yearly Load Factors
[8 empty] | Calculated from capacity and generation data | ENTSO-E Hist | 2030 V1 | 2030 V3 | 2030 V4 |  |  |  |  | Calculated from capacity and generation data | ENTSO-E Hist | 2030 V1 | 2030 V3 | 2030 V4
[8 empty] | Nuclear | 93.65% | 79.53% | 77% | 77.9% |  |  |  |  | Nuclear | 93.65% | 79.53% | 77% | 77.9%
[8 empty] | Hydro | 29.94% | 36.77% | 36.77% | 36.77% |  |  |  |  | Hydro | 29.94% | 36.77% | 36.77% | 36.77%
[8 empty] | Hydro - pump | 0% | 18.42% | 18.46% | 18.43% |  |  |  |  | Hydro - pump | 0% | 18.42% | 18.46% | 18.43%
[8 empty] | Others - RES | 0% | 54.99% | 54.99% | 54.99% |  |  |  |  | Others - RES | 0% | 54.99% | 54.99% | 54.99%
[8 empty] | Others - Non RES | 22.67% | 0% | 0% | 0% |  |  |  |  | Others - Non RES | 22.67% | 0% | 0% | 0%
[8 empty] | Gas | 25.67% | 10.18% | 13.9% | 19.78% |  |  |  |  | Gas | 25.67% | 10.18% | 13.9% | 19.78%
[8 empty] | Coal | 35.72% | 69.68% | 11.87% | 38% |  |  |  |  | Coal | 35.72% | 69.68% | 11.87% | 38%
[8 empty] | Oil | 0% | 0% | 0% | 0% |  |  |  |  | Oil | 0% | 0% | 0% | 0%
[8 empty] | Wind | 27.12% | 23.98% | 23.98% | 23.98% |  |  |  |  | Wind | 27.12% | 23.98% | 23.98% | 23.98%
[8 empty] | Solar | 19.79% | 15.37% | 15.37% | 15.37% |  |  |  |  | Solar | 19.79% | 15.37% | 15.37% | 15.37%
[8 empty] | Biofuel | 63.39% | 0% | 0% | 0% |  |  |  |  | Biofuel | 63.39% | 0% | 0% | 0%
Note on AI48: Positive = Import Negative = Export

## RS_Assumptions
TYNDP 2017 | [7 empty] | ELECTRICITY SCENARIOS | Thermal Gap Approach |  |  | RS |  |  |  |  | ELECTRICITY SCENARIOS | Data Source: ENTSOE TYNDP 2016 |  |  |  | RS
[17 empty] | e-(energy unit) signifies electricity value | https://www.entsoe.eu/Documents/TYNDP%20documents/TYNDP%202016/rgips/TYNDP2016%20Scenario%20Development%20Report%20-%20Final.pdf
Scenarios Gas Demand for Power Generation
RS | [9 empty] | Slow Progression | Blue Transition | Green Revolution |  | Slow Progression | Blue Transition | Green Revolution |  |  | Slow Progression | Blue Transition | Green Revolution |  | Slow Progression | Blue Transition | Green Revolution
Scenario | Data Option | GWh/d | 2017 | 2020 | 2025 | 2030 | 2035 | Gas Demand for Power |  | Min Gas | Max Gas | Max Gas | INPUT PARAMETERS |  |  |  | Gas Demand for Power | ENTSO-E Hist | 2030 V1 | 2030 V3 | 2030 V4 | Yearly Gas Statistics | 2030 V1 | 2030 V3 | 2030 V4
EU Green Revolution |  | Yearly Average | 0 | 0 | 0 | 0 | 0 |  |  | 2030 V1 | 2030 V3 | 2030 V4 |  | 2030 V1 | 2030 V3 | 2030 V4 | Gas Consumption (GWh/y) | 92 | 4825.9977 | 8049.8298 | 6870.7113 | Gas Average Weighted Efficiency | 56.5% | 56.5% | 56.5%
EU Green Revolution |  | 14 Day Peak | 0 | 0 | 0 | 0 | 0 | Gas Consumption (GWh/y) |  | 11717.8097 | 7791.7572 | 7791.7572 | Share of Gas in Others - Non RES | 0% | 0% | 0% | Gas Consumption (GWh/d) | 0.25205 | 13.2219 | 22.0543 | 18.8239
EU Green Revolution |  | Peak Day | 0 | 0 | 0 | 0 | 0 | Gas Consumption (GWh/d) |  | 32.1036 | 21.3473 | 21.3473
[13 empty] | Efficiency | 2030 V1 | 2030 V3 | 2030 V4
Scenario | Data Option | GWh/d | 2017 | 2020 | 2025 | 2030 | 2035 | [5 empty] | Yearly Gas Plant Efficiency | 50% | 50% | 50% | Gas Average Weighted Efficiency | 50%
Green Evolution |  | Yearly Average | 0 | 0 | 0 | 0 | 0
Green Evolution |  | 14 Day Peak | 0 | 0 | 0 | 0 | 0 | [5 empty] | Yearly Load Factors | 2030 V1 | 2030 V3 | 2030 V4
Green Evolution |  | Peak Day | 0 | 0 | 0 | 0 | 0 | [5 empty] | Yearly Gas Load Factor Maximum | 75% | 75% | 75%
[9 empty] | ENTSO-E Hist | 2030 V1 | 2030 V3 | 2030 V4 | Yearly Gas Load Factor Minimum | 10% | 10% | 10% |  | ENTSO-E Hist | 2030 V1 | 2030 V3 | 2030 V4
Scenario | Data Option | GWh/d | 2017 | 2020 | 2025 | 2030 | 2035 | e-MW - Net Generation Capacity | 2015 | 2030 | 2030 | 2030 |  |  |  |  | e-MW - Net Generation Capacity | 2015 | 2030 | 2030 | 2030
Blue Transition |  | Yearly Average | 0 | 0 | 0 | 0 | 0 | Nuclear | 0 | 0 | 0 | 0 | Yearly Coal Load Factor Maximum | 75% | 75% | 75% | Nuclear | 0 | 0 | 0 | 0
Blue Transition |  | 14 Day Peak | 0 | 0 | 0 | 0 | 0 | Hydro | 2370 | 2320 | 2320 | 2320 | Yearly Coal Load Factor Minimum | 10% | 10% | 10% | Hydro | 2370 | 2320 | 2320 | 2320
Blue Transition |  | Peak Day | 0 | 0 | 0 | 0 | 0 | Hydro - pump | 620 | 1988 | 1988 | 1988 |  |  |  |  | Hydro - pump | 620 | 1988 | 1988 | 1988
[8 empty] | Others - RES | 0 | 0 | 0 | 0 | 2 Week Load Factors | 2030 V1 | 2030 V3 | 2030 V4 | Others - RES | 0 | 0 | 0 | 0
Scenario | Data Option | GWh/d | 2017 | 2020 | 2025 | 2030 | 2035 | Others - Non RES | 0 | 0 | 0 | 0 | 2W Gas Load Factor Maximum | 85% | 85% | 85% | Others - Non RES | 0 | 0 | 0 | 0
Slow Progression |  | Yearly Average | 0 | 0 | 0 | 0 | 0 | Gas | 0 | 592.98 | 592.98 | 592.98 | 2W Gas Load Factor Minimum | 10% | 10% | 10% | Gas | 0 | 592.98 | 592.98 | 592.98
Slow Progression |  | 14 Day Peak | 0 | 0 | 0 | 0 | 0 | Coal | 5238 | 4965 | 5659 | 1609 |  |  |  |  | Coal | 5238 | 4965 | 5659 | 1609
Slow Progression |  | Peak Day | 0 | 0 | 0 | 0 | 0 | Oil | 311 | 0 | 0 | 0 | 2W Coal Load Factor Maximum | 85% | 85% | 85% | Oil | 311 | 0 | 0 | 0
[8 empty] | Wind | 0 | 530 | 1000 | 765 | 2W Coal Load Factor Minimum | 10% | 10% | 10% | Wind | 0 | 530 | 1000 | 765
[8 empty] | Solar | 0 | 20 | 50 | 512.31 |  |  |  |  | Solar | 0 | 20 | 50 | 512.31
[8 empty] | Biofuel | 0 | 0 | 0 | 0 | Peak Day Load Factors | 2030 V1 | 2030 V3 | 2030 V4 | Biofuel | 0 | 0 | 0 | 0
[8 empty] | Import | 0 | 6180 | 6180 | 6180 | Peak Day Gas Load Factor Maximum | 95% | 95% | 95% | Import |  | 6180 | 6180 | 6180
[8 empty] | Export | 0 | 6180 | 6180 | 6180 | Peak Day Gas Load Factor Minimum | 10% | 10% | 10% | Export |  | 6180 | 6180 | 6180
[8 empty] | e-GWh/y - Generation | ENTSO-E Hist | 2030 V1 | 2030 V3 | 2030 V4 | Peak Day Coal Load Factor Maximum | 95% | 95% | 95% | e-GWh/y - Generation | ENTSO-E Hist | 2030 V1 | 2030 V3 | 2030 V4
[8 empty] | Nuclear | 0 | 0 | 0 | 0 | Peak Day Coal Load Factor Minimum | 10% | 10% | 10% | Nuclear | 0 | 0 | 0 | 0
[8 empty] | Hydro | 9936 | 9760.625 | 9760.625 | 9760.625 |  |  |  |  | Hydro | 9936 | 9760.625 | 9760.625 | 9760.625
[8 empty] | Hydro - pump | 697 | 2377.2334 | 1623.9628 | 1738.8755 |  |  |  |  | Hydro - pump | 697 | 2377.2334 | 1623.9628 | 1738.8755
[8 empty] | Others - RES | 0 | 0 | 0 | 0 |  |  |  |  | Others - RES | 0 | 0 | 0 | 0
[8 empty] | Others - Non RES | 0 | 0 | 0 | 0 | Thermal Gap Results |  |  |  | Others - Non RES | 0 | 0 | 0 | 0
[8 empty] | Gas | 46 | 2726.6887 | 4548.1538 | 3881.9519 |  | 2030 V1 | 2030 V3 | 2030 V4 | Gas | 46 | 2726.6887 | 4548.1538 | 3881.9519
[8 empty] | Coal | 30503 | 35752.2661 | 24610.2676 | 11372.6201 | Thermal Gap (e-GWh/y) | 38478.9548 | 29158.4214 | 15254.572 | Coal | 30503 | 35752.2661 | 24610.2676 | 11372.6201
[8 empty] | Oil | 0 | 0 | 0 | 0 | Thermal Gap (e-GWh/d) | 105.4218 | 79.8861 | 41.7933 | Oil | 0 | 0 | 0 | 0
[8 empty] | Wind | 0 | 849.1522 | 1602.1028 | 1225.6372 |  |  |  |  | Wind | 0 | 849.1522 | 1602.1028 | 1225.6372
[8 empty] | Solar | 0 | 27.413 | 68.673 | 704.3528 |  |  |  |  | Solar | 0 | 27.413 | 68.673 | 704.3528
[8 empty] | Biofuel | 0 | 0 | 0 | 0 |  |  |  |  | Biofuel | 0 | 0 | 0 | 0
[8 empty] | Annual demand (e-GWh/y) | 39326 | 46740.375 | 38032.1797 | 46196.4648 |  |  |  |  | Annual demand (e-GWh/y) | 39326 | 46740.375 | 38032.1797 | 46196.4648
[8 empty] | Net imports (e-GWh/y) | -1856 | -4753.0034 | -4181.6053 | 17512.4023 | Thermal Gap | Min Gas | Max Gas | Max Gas | Net imports (e-GWh/y) | -1856 | -4753.0034 | -4181.6053 | 17512.4023
[14 empty] | 2030 V1 | 2030 V3 | 2030 V4
[8 empty] | Net Demand (e-GWh/y) | 41182 | 51493.3784 | 42213.785 | 28684.0626 | Thermal Gap (e-GWh/y) | 5858.9048 | 3895.8786 | 3895.8786 | Net Demand (e-GWh/y) | 41182 | 51493.3784 | 42213.785 | 28684.0626
[13 empty] | Thermal Gap (e-GWh/d) | 16.0518 | 10.6736 | 10.6736
[8 empty] | Yearly Load Factors | [8 empty] | Yearly Load Factors
[8 empty] | Calculated from capacity and generation data | ENTSO-E Hist | 2030 V1 | 2030 V3 | 2030 V4 |  |  |  |  | Calculated from capacity and generation data | ENTSO-E Hist | 2030 V1 | 2030 V3 | 2030 V4
[8 empty] | Nuclear | 0% | 0% | 0% | 0% |  |  |  |  | Nuclear | 0% | 0% | 0% | 0%
[8 empty] | Hydro | 47.86% | 48.03% | 48.03% | 48.03% |  |  |  |  | Hydro | 47.86% | 48.03% | 48.03% | 48.03%
[8 empty] | Hydro - pump | 12.83% | 13.65% | 9.325% | 9.985% |  |  |  |  | Hydro - pump | 12.83% | 13.65% | 9.325% | 9.985%
[8 empty] | Others - RES | 0% | 0% | 0% | 0% |  |  |  |  | Others - RES | 0% | 0% | 0% | 0%
[8 empty] | Others - Non RES | 0% | 0% | 0% | 0% |  |  |  |  | Others - Non RES | 0% | 0% | 0% | 0%
[8 empty] | Gas | 0% | 52.49% | 87.56% | 74.73% |  |  |  |  | Gas | 0% | 52.49% | 87.56% | 74.73%
[8 empty] | Coal | 66.48% | 82.2% | 49.64% | 80.69% |  |  |  |  | Coal | 66.48% | 82.2% | 49.64% | 80.69%
[8 empty] | Oil | 0% | 0% | 0% | 0% |  |  |  |  | Oil | 0% | 0% | 0% | 0%
[8 empty] | Wind | 0% | 18.29% | 18.29% | 18.29% |  |  |  |  | Wind | 0% | 18.29% | 18.29% | 18.29%
[8 empty] | Solar | 0% | 15.65% | 15.68% | 15.69% |  |  |  |  | Solar | 0% | 15.65% | 15.68% | 15.69%
[8 empty] | Biofuel | 0% | 0% | 0% | 0% |  |  |  |  | Biofuel | 0% | 0% | 0% | 0%
Note on AI48: Positive = Import Negative = Export

## SE_Assumptions
TYNDP 2017 | [7 empty] | ELECTRICITY SCENARIOS | Thermal Gap Approach |  |  | SE |  |  |  |  | ELECTRICITY SCENARIOS | Data Source: ENTSOE TYNDP 2016 |  |  |  | SE
[17 empty] | e-(energy unit) signifies electricity value | https://www.entsoe.eu/Documents/TYNDP%20documents/TYNDP%202016/rgips/TYNDP2016%20Scenario%20Development%20Report%20-%20Final.pdf
Scenarios Gas Demand for Power Generation
SE | [9 empty] | Slow Progression | Blue Transition | Green Revolution |  | Slow Progression | Blue Transition | Green Revolution |  |  | Slow Progression | Blue Transition | Green Revolution |  | Slow Progression | Blue Transition | Green Revolution
Scenario | Data Option | GWh/d | 2017 | 2020 | 2025 | 2030 | 2035 | Gas Demand for Power |  | Min Gas | Max Gas | Max Gas | INPUT PARAMETERS |  |  |  | Gas Demand for Power | ENTSO-E Hist | 2030 V1 | 2030 V3 | 2030 V4 | Yearly Gas Statistics | 2030 V1 | 2030 V3 | 2030 V4
EU Green Revolution |  | Yearly Average | 5.8636 | 6.1375 | 6.6943 | 7.2164 | 7.7038 |  |  | 2030 V1 | 2030 V3 | 2030 V4 |  | 2030 V1 | 2030 V3 | 2030 V4 | Gas Consumption (GWh/y) | 2928.8889 | 0 | 0 | 706.6937 | Gas Average Weighted Efficiency | 0% | 0% | 36.5%
EU Green Revolution |  | 14 Day Peak | 37.5 | 37.5 | 37.5 | 37.5 | 37.5 | Gas Consumption (GWh/y) |  | 0 | 0 | 515.8864 | Share of Gas in Others - Non RES | 0% | 0% | 0% | Gas Consumption (GWh/d) | 8.0244 | 0 | 0 | 1.9361
EU Green Revolution |  | Peak Day | 42 | 42 | 42 | 42 | 42 | Gas Consumption (GWh/d) |  | 0 | 0 | 1.4134
[13 empty] | Efficiency | 2030 V1 | 2030 V3 | 2030 V4
Scenario | Data Option | GWh/d | 2017 | 2020 | 2025 | 2030 | 2035 | [5 empty] | Yearly Gas Plant Efficiency | 50% | 50% | 50% | Gas Average Weighted Efficiency | 22.5%
Green Evolution | Own Data | Yearly Average | 5.8636 | 6.1375 | 7.5069 | 8.8762 | 10.2456
Green Evolution | Own Data | 14 Day Peak | 37.5 | 37.5 | 37.5 | 37.5 | 37.5 | [5 empty] | Yearly Load Factors | 2030 V1 | 2030 V3 | 2030 V4
Green Evolution | Own Data | Peak Day | 42 | 42 | 42 | 42 | 42 | [5 empty] | Yearly Gas Load Factor Maximum | 75% | 75% | 75%
[9 empty] | ENTSO-E Hist | 2030 V1 | 2030 V3 | 2030 V4 | Yearly Gas Load Factor Minimum | 10% | 10% | 10% |  | ENTSO-E Hist | 2030 V1 | 2030 V3 | 2030 V4
Scenario | Data Option | GWh/d | 2017 | 2020 | 2025 | 2030 | 2035 | e-MW - Net Generation Capacity | 2015 | 2030 | 2030 | 2030 |  |  |  |  | e-MW - Net Generation Capacity | 2015 | 2030 | 2030 | 2030
Blue Transition | Own Data | Yearly Average | 5.8636 | 10.7933 | 11.2974 | 12.1697 | 13.0843 | Nuclear | 9528 | 7991.9697 | 7141.9798 | 7141.9798 | Yearly Coal Load Factor Maximum | 75% | 75% | 75% | Nuclear | 9528 | 7991.9697 | 7141.9798 | 7141.9798
Blue Transition | Own Data | 14 Day Peak | 37.5 | 37.5 | 37.5 | 37.5 | 37.5 | Hydro | 16155 | 2307 | 2307 | 2307 | Yearly Coal Load Factor Minimum | 10% | 10% | 10% | Hydro | 16155 | 2307 | 2307 | 2307
Blue Transition | Own Data | Peak Day | 42 | 42 | 42 | 42 | 42 | Hydro - pump | 0 | 13896 | 13896 | 13896 |  |  |  |  | Hydro - pump | 0 | 13896 | 13896 | 13896
[8 empty] | Others - RES | 0 | 5340 | 5340 | 5340 | 2 Week Load Factors | 2030 V1 | 2030 V3 | 2030 V4 | Others - RES | 0 | 5340 | 5340 | 5340
Scenario | Data Option | GWh/d | 2017 | 2020 | 2025 | 2030 | 2035 | Others - Non RES | 559 | 470 | 0 | 0 | 2W Gas Load Factor Maximum | 85% | 85% | 85% | Others - Non RES | 559 | 470 | 0 | 0
Slow Progression | Own Data | Yearly Average | 5.8636 | 10.7933 | 11.2974 | 12.1697 | 13.0843 | Gas | 879 | 0 | 950.01 | 950.01 | 2W Gas Load Factor Minimum | 10% | 10% | 10% | Gas | 879 | 0 | 950.01 | 950.01
Slow Progression | Own Data | 14 Day Peak | 37.5 | 37.5 | 37.5 | 37.5 | 37.5 | Coal | 225 | 0 | 0 | 0 |  |  |  |  | Coal | 225 | 0 | 0 | 0
Slow Progression | Own Data | Peak Day | 42 | 42 | 42 | 42 | 42 | Oil | 3622 | 0 | 660 | 660 | 2W Coal Load Factor Maximum | 85% | 85% | 85% | Oil | 3622 | 0 | 660 | 660
[8 empty] | Wind | 5420 | 7840 | 11400 | 9620 | 2W Coal Load Factor Minimum | 10% | 10% | 10% | Wind | 5420 | 7840 | 11400 | 9620
[8 empty] | Solar | 79 | 0 | 1000 | 500 |  |  |  |  | Solar | 79 | 0 | 1000 | 500
[8 empty] | Biofuel | 3082 | 0 | 0 | 0 | Peak Day Load Factors | 2030 V1 | 2030 V3 | 2030 V4 | Biofuel | 3082 | 0 | 0 | 0
[8 empty] | Import | 0 | 11790 | 11790 | 11790 | Peak Day Gas Load Factor Maximum | 95% | 95% | 95% | Import |  | 11790 | 11790 | 11790
[8 empty] | Export | 0 | 11790 | 11790 | 11790 | Peak Day Gas Load Factor Minimum | 10% | 10% | 10% | Export |  | 11790 | 11790 | 11790
[8 empty] | e-GWh/y - Generation | ENTSO-E Hist | 2030 V1 | 2030 V3 | 2030 V4 | Peak Day Coal Load Factor Maximum | 95% | 95% | 95% | e-GWh/y - Generation | ENTSO-E Hist | 2030 V1 | 2030 V3 | 2030 V4
[8 empty] | Nuclear | 39755 | 54883.7734 | 41613.6445 | 49360.6562 | Peak Day Coal Load Factor Minimum | 10% | 10% | 10% | Nuclear | 39755 | 54883.7734 | 41613.6445 | 49360.6562
[8 empty] | Hydro | 55237 | 13006.0762 | 13006.0762 | 13006.0762 |  |  |  |  | Hydro | 55237 | 13006.0762 | 13006.0762 | 13006.0762
[8 empty] | Hydro - pump | 0 | 53438.293 | 53438.7695 | 53437.957 |  |  |  |  | Hydro - pump | 0 | 53438.293 | 53438.7695 | 53437.957
[8 empty] | Others - RES | 0 | 18016.3164 | 16931.207 | 16931.207 |  |  |  |  | Others - RES | 0 | 18016.3164 | 16931.207 | 16931.207
[8 empty] | Others - Non RES | 1476 | 1370.04 | 0 | 0 | Thermal Gap Results |  |  |  | Others - Non RES | 1476 | 1370.04 | 0 | 0
[8 empty] | Gas | 659 | 0 | 0 | 257.9432 |  | 2030 V1 | 2030 V3 | 2030 V4 | Gas | 659 | 0 | 0 | 257.9432
[8 empty] | Coal | 353 | 0 | 0 | 0 | Thermal Gap (e-GWh/y) | 0 | 0 | 257.9432 | Coal | 353 | 0 | 0 | 0
[8 empty] | Oil | 113 | 0 | 0 | 49.6523 | Thermal Gap (e-GWh/d) | 0 | 0 | 0.70669 | Oil | 113 | 0 | 0 | 49.6523
[8 empty] | Wind | 11450 | 16498.6355 | 24674.0847 | 20586.3672 |  |  |  |  | Wind | 11450 | 16498.6355 | 24674.0847 | 20586.3672
[8 empty] | Solar | 0 | 0 | 821.1069 | 410.5609 |  |  |  |  | Solar | 0 | 0 | 821.1069 | 410.5609
[8 empty] | Biofuel | 7207 | 0 | 0 | 0 |  |  |  |  | Biofuel | 7207 | 0 | 0 | 0
[8 empty] | Annual demand (e-GWh/y) | 98797 | 146761.75 | 130838.375 | 147296.2969 |  |  |  |  | Annual demand (e-GWh/y) | 98797 | 146761.75 | 130838.375 | 147296.2969
[8 empty] | Net imports (e-GWh/y) | -17453 | -10451.3845 | -19646.5138 | -6744.1232 | Thermal Gap | Min Gas | Max Gas | Max Gas | Net imports (e-GWh/y) | -17453 | -10451.3845 | -19646.5138 | -6744.1232
[14 empty] | 2030 V1 | 2030 V3 | 2030 V4
[8 empty] | Net Demand (e-GWh/y) | 116250 | 157213.1345 | 150484.8888 | 154040.4201 | Thermal Gap (e-GWh/y) | 0 | 0 | 257.9432 | Net Demand (e-GWh/y) | 116250 | 157213.1345 | 150484.8888 | 154040.4201
[13 empty] | Thermal Gap (e-GWh/d) | 0 | 0 | 0.70669
[8 empty] | Yearly Load Factors | [8 empty] | Yearly Load Factors
[8 empty] | Calculated from capacity and generation data | ENTSO-E Hist | 2030 V1 | 2030 V3 | 2030 V4 |  |  |  |  | Calculated from capacity and generation data | ENTSO-E Hist | 2030 V1 | 2030 V3 | 2030 V4
[8 empty] | Nuclear | 47.63% | 78.39% | 66.51% | 78.9% |  |  |  |  | Nuclear | 47.63% | 78.39% | 66.51% | 78.9%
[8 empty] | Hydro | 39.03% | 64.36% | 64.36% | 64.36% |  |  |  |  | Hydro | 39.03% | 64.36% | 64.36% | 64.36%
[8 empty] | Hydro - pump | 0% | 43.9% | 43.9% | 43.9% |  |  |  |  | Hydro - pump | 0% | 43.9% | 43.9% | 43.9%
[8 empty] | Others - RES | 0% | 38.51% | 36.19% | 36.19% |  |  |  |  | Others - RES | 0% | 38.51% | 36.19% | 36.19%
[8 empty] | Others - Non RES | 30.14% | 33.28% | 0% | 0% |  |  |  |  | Others - Non RES | 30.14% | 33.28% | 0% | 0%
[8 empty] | Gas | 8.558% | 0% | 0% | 3.1% |  |  |  |  | Gas | 8.558% | 0% | 0% | 3.1%
[8 empty] | Coal | 17.91% | 0% | 0% | 0% |  |  |  |  | Coal | 17.91% | 0% | 0% | 0%
[8 empty] | Oil | 0.3561% | 0% | 0% | 0.8588% |  |  |  |  | Oil | 0.3561% | 0% | 0% | 0.8588%
[8 empty] | Wind | 24.12% | 24.02% | 24.71% | 24.43% |  |  |  |  | Wind | 24.12% | 24.02% | 24.71% | 24.43%
[8 empty] | Solar | 0% | 0% | 9.373% | 9.374% |  |  |  |  | Solar | 0% | 0% | 9.373% | 9.374%
[8 empty] | Biofuel | 26.69% | 0% | 0% | 0% |  |  |  |  | Biofuel | 26.69% | 0% | 0% | 0%
Note on AI48: Positive = Import Negative = Export

## SI_Assumptions
TYNDP 2017 | [7 empty] | ELECTRICITY SCENARIOS | Thermal Gap Approach |  |  | SI |  |  |  |  | ELECTRICITY SCENARIOS | Data Source: ENTSOE TYNDP 2016 |  |  |  | SI
[17 empty] | e-(energy unit) signifies electricity value | https://www.entsoe.eu/Documents/TYNDP%20documents/TYNDP%202016/rgips/TYNDP2016%20Scenario%20Development%20Report%20-%20Final.pdf
Scenarios Gas Demand for Power Generation
SI | [9 empty] | Slow Progression | Blue Transition | Green Revolution |  | Slow Progression | Blue Transition | Green Revolution |  |  | Slow Progression | Blue Transition | Green Revolution |  | Slow Progression | Blue Transition | Green Revolution
Scenario | Data Option | GWh/d | 2017 | 2020 | 2025 | 2030 | 2035 | Gas Demand for Power |  | Min Gas | Max Gas | Max Gas | INPUT PARAMETERS |  |  |  | Gas Demand for Power | ENTSO-E Hist | 2030 V1 | 2030 V3 | 2030 V4 | Yearly Gas Statistics | 2030 V1 | 2030 V3 | 2030 V4
EU Green Revolution |  | Yearly Average | 0.15 | 5.88 | 5.1165 | 4.269 | 3.3622 |  |  | 2030 V1 | 2030 V3 | 2030 V4 |  | 2030 V1 | 2030 V3 | 2030 V4 | Gas Consumption (GWh/y) | 12 | 1327.2783 | 1383.5765 | 1426.4261 | Gas Average Weighted Efficiency | 56.5% | 56.5% | 56.5%
EU Green Revolution |  | 14 Day Peak | 0.47 | 8.38 | 8.38 | 8.22 | 7.86 | Gas Consumption (GWh/y) |  | 1964.8282 | 3360.8438 | 2284.451 | Share of Gas in Others - Non RES | 0% | 0% | 0% | Gas Consumption (GWh/d) | 0.032877 | 3.6364 | 3.7906 | 3.908
EU Green Revolution |  | Peak Day | 2.43 | 11.73 | 11.73 | 11.49 | 10.99 | Gas Consumption (GWh/d) |  | 5.3831 | 9.2078 | 6.2588
[13 empty] | Efficiency | 2030 V1 | 2030 V3 | 2030 V4
Scenario | Data Option | GWh/d | 2017 | 2020 | 2025 | 2030 | 2035 | [5 empty] | Yearly Gas Plant Efficiency | 50% | 50% | 50% | Gas Average Weighted Efficiency | 50%
Green Evolution | Own Data | Yearly Average | 0.15 | 5.88 | 5.88 | 5.76 | 5.49
Green Evolution | Own Data | 14 Day Peak | 0.47 | 8.38 | 8.38 | 8.22 | 7.86 | [5 empty] | Yearly Load Factors | 2030 V1 | 2030 V3 | 2030 V4
Green Evolution | Own Data | Peak Day | 2.43 | 11.73 | 11.73 | 11.49 | 10.99 | [5 empty] | Yearly Gas Load Factor Maximum | 75% | 75% | 75%
[9 empty] | ENTSO-E Hist | 2030 V1 | 2030 V3 | 2030 V4 | Yearly Gas Load Factor Minimum | 10% | 10% | 10% |  | ENTSO-E Hist | 2030 V1 | 2030 V3 | 2030 V4
Scenario | Data Option | GWh/d | 2017 | 2020 | 2025 | 2030 | 2035 | e-MW - Net Generation Capacity | 2015 | 2030 | 2030 | 2030 |  |  |  |  | e-MW - Net Generation Capacity | 2015 | 2030 | 2030 | 2030
Blue Transition | Own Data | Yearly Average | 0.15 | 6.09 | 6.72 | 6.99 | 6.99 | Nuclear | 696 | 696 | 1796 | 1796 | Yearly Coal Load Factor Maximum | 75% | 75% | 75% | Nuclear | 696 | 696 | 1796 | 1796
Blue Transition | Own Data | 14 Day Peak | 0.47 | 8.67 | 9.57 | 9.96 | 9.96 | Hydro | 1064.9 | 1346 | 1422 | 1422 | Yearly Coal Load Factor Minimum | 10% | 10% | 10% | Hydro | 1064.9 | 1346 | 1422 | 1422
Blue Transition | Own Data | Peak Day | 2.46 | 12.14 | 13.4 | 13.94 | 13.94 | Hydro - pump | 180 | 583 | 583 | 583 |  |  |  |  | Hydro - pump | 180 | 583 | 583 | 583
[8 empty] | Others - RES | 0 | 60 | 70 | 70 | 2 Week Load Factors | 2030 V1 | 2030 V3 | 2030 V4 | Others - RES | 0 | 60 | 70 | 70
Scenario | Data Option | GWh/d | 2017 | 2020 | 2025 | 2030 | 2035 | Others - Non RES | 355 | 120 | 130 | 130 | 2W Gas Load Factor Maximum | 85% | 85% | 85% | Others - Non RES | 355 | 120 | 130 | 130
Slow Progression | Own Data | Yearly Average | 0.15 | 5.91 | 6.06 | 6.12 | 6.12 | Gas | 84 | 505 | 425 | 425 | 2W Gas Load Factor Minimum | 10% | 10% | 10% | Gas | 84 | 505 | 425 | 425
Slow Progression | Own Data | 14 Day Peak | 0.47 | 8.42 | 8.62 | 8.7 | 8.7 | Coal | 775 | 545 | 545 | 545 |  |  |  |  | Coal | 775 | 545 | 545 | 545
Slow Progression | Own Data | Peak Day | 2.43 | 11.79 | 12.09 | 12.21 | 12.21 | Oil | 0 | 0 | 0 | 0 | 2W Coal Load Factor Maximum | 85% | 85% | 85% | Oil | 0 | 0 | 0 | 0
[8 empty] | Wind | 2.1 | 30 | 70 | 930.62 | 2W Coal Load Factor Minimum | 10% | 10% | 10% | Wind | 2.1 | 30 | 70 | 930.62
[8 empty] | Solar | 259.5 | 290 | 310 | 443.6 |  |  |  |  | Solar | 259.5 | 290 | 310 | 443.6
[8 empty] | Biofuel | 39.9 | 45 | 45 | 45 | Peak Day Load Factors | 2030 V1 | 2030 V3 | 2030 V4 | Biofuel | 39.9 | 45 | 45 | 45
[8 empty] | Import | 0 | 6730 | 6730 | 6730 | Peak Day Gas Load Factor Maximum | 95% | 95% | 95% | Import |  | 6730 | 6730 | 6730
[8 empty] | Export | 0 | 6730 | 6730 | 6730 | Peak Day Gas Load Factor Minimum | 10% | 10% | 10% | Export |  | 6730 | 6730 | 6730
[8 empty] | e-GWh/y - Generation | ENTSO-E Hist | 2030 V1 | 2030 V3 | 2030 V4 | Peak Day Coal Load Factor Maximum | 95% | 95% | 95% | e-GWh/y - Generation | ENTSO-E Hist | 2030 V1 | 2030 V3 | 2030 V4
[8 empty] | Nuclear | 5361 | 4937.4399 | 12213.21 | 12242.6533 | Peak Day Coal Load Factor Minimum | 10% | 10% | 10% | Nuclear | 5361 | 4937.4399 | 12213.21 | 12242.6533
[8 empty] | Hydro | 3778 | 5332.9971 | 5955.4185 | 5955.4185 |  |  |  |  | Hydro | 3778 | 5332.9971 | 5955.4185 | 5955.4185
[8 empty] | Hydro - pump | 282 | 835.5708 | 263.2605 | 555.2295 |  |  |  |  | Hydro - pump | 282 | 835.5708 | 263.2605 | 555.2295
[8 empty] | Others - RES | 116 | 232.821 | 245.777 | 245.9371 |  |  |  |  | Others - RES | 116 | 232.821 | 245.777 | 245.9371
[8 empty] | Others - Non RES | 204 | 440.8161 | 465.6038 | 465.7009 | Thermal Gap Results |  |  |  | Others - Non RES | 204 | 440.8161 | 465.6038 | 465.7009
[8 empty] | Gas | 6 | 749.9122 | 781.7207 | 805.9307 |  | 2030 V1 | 2030 V3 | 2030 V4 | Gas | 6 | 749.9122 | 781.7207 | 805.9307
[8 empty] | Coal | 3806 | 3813.1519 | 1376.1212 | 813.7148 | Thermal Gap (e-GWh/y) | 4563.0641 | 2157.8419 | 1619.6455 | Coal | 3806 | 3813.1519 | 1376.1212 | 813.7148
[8 empty] | Oil | 0 | 0 | 0 | 0 | Thermal Gap (e-GWh/d) | 12.5015 | 5.9119 | 4.4374 | Oil | 0 | 0 | 0 | 0
[8 empty] | Wind | 4 | 59.891 | 139.908 | 1860.6943 |  |  |  |  | Wind | 4 | 59.891 | 139.908 | 1860.6943
[8 empty] | Solar | 245 | 393.62 | 420.7449 | 602.0771 |  |  |  |  | Solar | 245 | 393.62 | 420.7449 | 602.0771
[8 empty] | Biofuel | 155 | 320.1945 | 145.6243 | 163.2801 |  |  |  |  | Biofuel | 155 | 320.1945 | 145.6243 | 163.2801
[8 empty] | Annual demand (e-GWh/y) | 13647 | 17002.5859 | 15445.5225 | 16769.4629 |  |  |  |  | Annual demand (e-GWh/y) | 13647 | 17002.5859 | 15445.5225 | 16769.4629
[8 empty] | Net imports (e-GWh/y) | -310 | -113.8286 | -6561.8665 | -6941.1734 | Thermal Gap | Min Gas | Max Gas | Max Gas | Net imports (e-GWh/y) | -310 | -113.8286 | -6561.8665 | -6941.1734
[14 empty] | 2030 V1 | 2030 V3 | 2030 V4
[8 empty] | Net Demand (e-GWh/y) | 13957 | 17116.4145 | 22007.3889 | 23710.6363 | Thermal Gap (e-GWh/y) | 982.4141 | 1680.4219 | 1142.2255 | Net Demand (e-GWh/y) | 13957 | 17116.4145 | 22007.3889 | 23710.6363
[13 empty] | Thermal Gap (e-GWh/d) | 2.6915 | 4.6039 | 3.1294
[8 empty] | Yearly Load Factors | [8 empty] | Yearly Load Factors
[8 empty] | Calculated from capacity and generation data | ENTSO-E Hist | 2030 V1 | 2030 V3 | 2030 V4 |  |  |  |  | Calculated from capacity and generation data | ENTSO-E Hist | 2030 V1 | 2030 V3 | 2030 V4
[8 empty] | Nuclear | 87.93% | 80.98% | 77.63% | 77.82% |  |  |  |  | Nuclear | 87.93% | 80.98% | 77.63% | 77.82%
[8 empty] | Hydro | 40.5% | 45.23% | 47.81% | 47.81% |  |  |  |  | Hydro | 40.5% | 45.23% | 47.81% | 47.81%
[8 empty] | Hydro - pump | 17.88% | 16.36% | 5.155% | 10.87% |  |  |  |  | Hydro - pump | 17.88% | 16.36% | 5.155% | 10.87%
[8 empty] | Others - RES | 0% | 44.3% | 40.08% | 40.11% |  |  |  |  | Others - RES | 0% | 44.3% | 40.08% | 40.11%
[8 empty] | Others - Non RES | 6.56% | 41.93% | 40.89% | 40.89% |  |  |  |  | Others - Non RES | 6.56% | 41.93% | 40.89% | 40.89%
[8 empty] | Gas | 0.8154% | 16.95% | 21% | 21.65% |  |  |  |  | Gas | 0.8154% | 16.95% | 21% | 21.65%
[8 empty] | Coal | 56.06% | 79.87% | 28.82% | 17.04% |  |  |  |  | Coal | 56.06% | 79.87% | 28.82% | 17.04%
[8 empty] | Oil | 0% | 0% | 0% | 0% |  |  |  |  | Oil | 0% | 0% | 0% | 0%
[8 empty] | Wind | 21.74% | 22.79% | 22.82% | 22.82% |  |  |  |  | Wind | 21.74% | 22.79% | 22.82% | 22.82%
[8 empty] | Solar | 10.78% | 15.49% | 15.49% | 15.49% |  |  |  |  | Solar | 10.78% | 15.49% | 15.49% | 15.49%
[8 empty] | Biofuel | 44.35% | 81.23% | 36.94% | 41.42% |  |  |  |  | Biofuel | 44.35% | 81.23% | 36.94% | 41.42%
Note on AI48: Positive = Import Negative = Export

## SK_Assumptions
TYNDP 2017 | [7 empty] | ELECTRICITY SCENARIOS | Thermal Gap Approach |  |  | SK |  |  |  |  | ELECTRICITY SCENARIOS | Data Source: ENTSOE TYNDP 2016 |  |  |  | SK
[17 empty] | e-(energy unit) signifies electricity value | https://www.entsoe.eu/Documents/TYNDP%20documents/TYNDP%202016/rgips/TYNDP2016%20Scenario%20Development%20Report%20-%20Final.pdf
Scenarios Gas Demand for Power Generation
SK | [9 empty] | Slow Progression | Blue Transition | Green Revolution |  | Slow Progression | Blue Transition | Green Revolution |  |  | Slow Progression | Blue Transition | Green Revolution |  | Slow Progression | Blue Transition | Green Revolution
Scenario | Data Option | GWh/d | 2017 | 2020 | 2025 | 2030 | 2035 | Gas Demand for Power |  | Min Gas | Max Gas | Max Gas | INPUT PARAMETERS |  |  |  | Gas Demand for Power | ENTSO-E Hist | 2030 V1 | 2030 V3 | 2030 V4 | Yearly Gas Statistics | 2030 V1 | 2030 V3 | 2030 V4
EU Green Revolution |  | Yearly Average | 4.2218 | 4.1729 | 4.1226 | 4.0609 | 3.9992 |  |  | 2030 V1 | 2030 V3 | 2030 V4 |  | 2030 V1 | 2030 V3 | 2030 V4 | Gas Consumption (GWh/y) | 3562 | 2575.4956 | 4200.5157 | 2655.2508 | Gas Average Weighted Efficiency | 45.76% | 49.19% | 56.43%
EU Green Revolution |  | 14 Day Peak | 5.4807 | 5.4171 | 5.3518 | 5.2718 | 5.1917 | Gas Consumption (GWh/y) |  | 2285.6644 | 6096.3555 | 2996.6315 | Share of Gas in Others - Non RES | 0% | 0% | 0% | Gas Consumption (GWh/d) | 9.7589 | 7.0562 | 11.5083 | 7.2747
EU Green Revolution |  | Peak Day | 7.1837 | 7.1004 | 7.0148 | 6.9098 | 6.8049 | Gas Consumption (GWh/d) |  | 6.2621 | 16.7023 | 8.2099
[13 empty] | Efficiency | 2030 V1 | 2030 V3 | 2030 V4
Scenario | Data Option | GWh/d | 2017 | 2020 | 2025 | 2030 | 2035 | [5 empty] | Yearly Gas Plant Efficiency | 50% | 50% | 50% | Gas Average Weighted Efficiency | 50%
Green Evolution | Own Data | Yearly Average | 4.2218 | 4.1729 | 4.1226 | 4.0609 | 3.9992
Green Evolution | Own Data | 14 Day Peak | 5.4807 | 5.4171 | 5.3518 | 5.2718 | 5.1917 | [5 empty] | Yearly Load Factors | 2030 V1 | 2030 V3 | 2030 V4
Green Evolution | Own Data | Peak Day | 7.1837 | 7.1004 | 7.0148 | 6.9098 | 6.8049 | [5 empty] | Yearly Gas Load Factor Maximum | 75% | 75% | 75%
[9 empty] | ENTSO-E Hist | 2030 V1 | 2030 V3 | 2030 V4 | Yearly Gas Load Factor Minimum | 10% | 10% | 10% |  | ENTSO-E Hist | 2030 V1 | 2030 V3 | 2030 V4
Scenario | Data Option | GWh/d | 2017 | 2020 | 2025 | 2030 | 2035 | e-MW - Net Generation Capacity | 2015 | 2030 | 2030 | 2030 |  |  |  |  | e-MW - Net Generation Capacity | 2015 | 2030 | 2030 | 2030
Blue Transition | Own Data | Yearly Average | 4.2218 | 4.2489 | 4.3259 | 4.3913 | 4.4568 | Nuclear | 1940 | 4004 | 2880 | 2880 | Yearly Coal Load Factor Maximum | 75% | 75% | 75% | Nuclear | 1940 | 4004 | 2880 | 2880
Blue Transition | Own Data | 14 Day Peak | 5.4807 | 5.5158 | 5.6158 | 5.7007 | 5.7857 | Hydro | 1619 | 1664 | 1790 | 1790 | Yearly Coal Load Factor Minimum | 10% | 10% | 10% | Hydro | 1619 | 1664 | 1790 | 1790
Blue Transition | Own Data | Peak Day | 7.1837 | 7.2297 | 7.3607 | 7.472 | 7.5834 | Hydro - pump | 917 | 1476 | 1476 | 1476 |  |  |  |  | Hydro - pump | 917 | 1476 | 1476 | 1476
[8 empty] | Others - RES | 120 | 310 | 520 | 520 | 2 Week Load Factors | 2030 V1 | 2030 V3 | 2030 V4 | Others - RES | 120 | 310 | 520 | 520
Scenario | Data Option | GWh/d | 2017 | 2020 | 2025 | 2030 | 2035 | Others - Non RES | 413 | 990 | 810 | 810 | 2W Gas Load Factor Maximum | 85% | 85% | 85% | Others - Non RES | 413 | 990 | 810 | 810
Slow Progression | Own Data | Yearly Average | 4.2218 | 4.2286 | 4.2508 | 4.2614 | 4.272 | Gas | 1076 | 842.98 | 842.98 | 842.98 | 2W Gas Load Factor Minimum | 10% | 10% | 10% | Gas | 1076 | 842.98 | 842.98 | 842.98
Slow Progression | Own Data | 14 Day Peak | 5.4807 | 5.4895 | 5.5183 | 5.5321 | 5.5458 | Coal | 1008 | 222.99 | 222.99 | 0 |  |  |  |  | Coal | 1008 | 222.99 | 222.99 | 0
Slow Progression | Own Data | Peak Day | 7.1837 | 7.1952 | 7.233 | 7.251 | 7.2691 | Oil | 195 | 0 | 0 | 0 | 2W Coal Load Factor Maximum | 85% | 85% | 85% | Oil | 195 | 0 | 0 | 0
[8 empty] | Wind | 3 | 90 | 260 | 831.35 | 2W Coal Load Factor Minimum | 10% | 10% | 10% | Wind | 3 | 90 | 260 | 831.35
[8 empty] | Solar | 531 | 610 | 720 | 665.06 |  |  |  |  | Solar | 531 | 610 | 720 | 665.06
[8 empty] | Biofuel | 254 | 204 | 204 | 204 | Peak Day Load Factors | 2030 V1 | 2030 V3 | 2030 V4 | Biofuel | 254 | 204 | 204 | 204
[8 empty] | Import | 0 | 4090 | 4090 | 4090 | Peak Day Gas Load Factor Maximum | 95% | 95% | 95% | Import |  | 4090 | 4090 | 4090
[8 empty] | Export | 0 | 4090 | 4090 | 4090 | Peak Day Gas Load Factor Minimum | 10% | 10% | 10% | Export |  | 4090 | 4090 | 4090
[8 empty] | e-GWh/y - Generation | ENTSO-E Hist | 2030 V1 | 2030 V3 | 2030 V4 | Peak Day Coal Load Factor Maximum | 95% | 95% | 95% | e-GWh/y - Generation | ENTSO-E Hist | 2030 V1 | 2030 V3 | 2030 V4
[8 empty] | Nuclear | 14103 | 30961.6113 | 21518.3125 | 22160.9316 | Peak Day Coal Load Factor Minimum | 10% | 10% | 10% | Nuclear | 14103 | 30961.6113 | 21518.3125 | 22160.9316
[8 empty] | Hydro | 3977 | 4700.4817 | 5491.398 | 5491.4061 |  |  |  |  | Hydro | 3977 | 4700.4817 | 5491.398 | 5491.4061
[8 empty] | Hydro - pump | 303 | 1337.3868 | 898.9144 | 392.7369 |  |  |  |  | Hydro - pump | 303 | 1337.3868 | 898.9144 | 392.7369
[8 empty] | Others - RES | 538 | 1703.646 | 2431.5579 | 2431.5579 |  |  |  |  | Others - RES | 538 | 1703.646 | 2431.5579 | 2431.5579
[8 empty] | Others - Non RES | 58 | 4063.6611 | 3186.7664 | 3186.7664 | Thermal Gap Results |  |  |  | Others - Non RES | 58 | 4063.6611 | 3186.7664 | 3186.7664
[8 empty] | Gas | 1781 | 1178.5806 | 2066.3434 | 1498.3157 |  | 2030 V1 | 2030 V3 | 2030 V4 | Gas | 1781 | 1178.5806 | 2066.3434 | 1498.3157
[8 empty] | Coal | 2513 | 1429.2959 | 1177.1736 | 0 | Thermal Gap (e-GWh/y) | 2607.8765 | 3243.517 | 1498.3158 | Coal | 2513 | 1429.2959 | 1177.1736 | 0
[8 empty] | Oil | 267 | 0 | 0 | 0 | Thermal Gap (e-GWh/d) | 7.1449 | 8.8863 | 4.105 | Oil | 267 | 0 | 0 | 0
[8 empty] | Wind | 6 | 179.3699 | 518.1873 | 1656.8709 |  |  |  |  | Wind | 6 | 179.3699 | 518.1873 | 1656.8709
[8 empty] | Solar | 549 | 768.7663 | 907.3633 | 838.1222 |  |  |  |  | Solar | 549 | 768.7663 | 907.3633 | 838.1222
[8 empty] | Biofuel | 1103 | 1144.0358 | 926.443 | 73.8134 |  |  |  |  | Biofuel | 1103 | 1144.0358 | 926.443 | 73.8134
[8 empty] | Annual demand (e-GWh/y) | 27176 | 33450.0391 | 31540.9141 | 32146.0273 |  |  |  |  | Annual demand (e-GWh/y) | 27176 | 33450.0391 | 31540.9141 | 32146.0273
[8 empty] | Net imports (e-GWh/y) | 1978 | -14016.7964 | -7581.5456 | -5584.4938 | Thermal Gap | Min Gas | Max Gas | Max Gas | Net imports (e-GWh/y) | 1978 | -14016.7964 | -7581.5456 | -5584.4938
[14 empty] | 2030 V1 | 2030 V3 | 2030 V4
[8 empty] | Net Demand (e-GWh/y) | 25198 | 47466.8355 | 39122.4597 | 37730.5211 | Thermal Gap (e-GWh/y) | 1142.8322 | 3048.1777 | 1498.3158 | Net Demand (e-GWh/y) | 25198 | 47466.8355 | 39122.4597 | 37730.5211
[13 empty] | Thermal Gap (e-GWh/d) | 3.131 | 8.3512 | 4.105
[8 empty] | Yearly Load Factors | [8 empty] | Yearly Load Factors
[8 empty] | Calculated from capacity and generation data | ENTSO-E Hist | 2030 V1 | 2030 V3 | 2030 V4 |  |  |  |  | Calculated from capacity and generation data | ENTSO-E Hist | 2030 V1 | 2030 V3 | 2030 V4
[8 empty] | Nuclear | 82.99% | 88.27% | 85.29% | 87.84% |  |  |  |  | Nuclear | 82.99% | 88.27% | 85.29% | 87.84%
[8 empty] | Hydro | 28.04% | 32.25% | 35.02% | 35.02% |  |  |  |  | Hydro | 28.04% | 32.25% | 35.02% | 35.02%
[8 empty] | Hydro - pump | 3.772% | 10.34% | 6.952% | 3.037% |  |  |  |  | Hydro - pump | 3.772% | 10.34% | 6.952% | 3.037%
[8 empty] | Others - RES | 51.18% | 62.74% | 53.38% | 53.38% |  |  |  |  | Others - RES | 51.18% | 62.74% | 53.38% | 53.38%
[8 empty] | Others - Non RES | 1.603% | 46.86% | 44.91% | 44.91% |  |  |  |  | Others - Non RES | 1.603% | 46.86% | 44.91% | 44.91%
[8 empty] | Gas | 18.9% | 15.96% | 27.98% | 20.29% |  |  |  |  | Gas | 18.9% | 15.96% | 27.98% | 20.29%
[8 empty] | Coal | 28.46% | 73.17% | 60.26% | 0% |  |  |  |  | Coal | 28.46% | 73.17% | 60.26% | 0%
[8 empty] | Oil | 15.63% | 0% | 0% | 0% |  |  |  |  | Oil | 15.63% | 0% | 0% | 0%
[8 empty] | Wind | 22.83% | 22.75% | 22.75% | 22.75% |  |  |  |  | Wind | 22.83% | 22.75% | 22.75% | 22.75%
[8 empty] | Solar | 11.8% | 14.39% | 14.39% | 14.39% |  |  |  |  | Solar | 11.8% | 14.39% | 14.39% | 14.39%
[8 empty] | Biofuel | 49.57% | 64.02% | 51.84% | 4.13% |  |  |  |  | Biofuel | 49.57% | 64.02% | 51.84% | 4.13%
Note on AI48: Positive = Import Negative = Export

## UK_Assumptions
TYNDP 2017 | [7 empty] | ELECTRICITY SCENARIOS | Thermal Gap Approach |  |  | UK |  |  |  |  | ELECTRICITY SCENARIOS | Data Source: ENTSOE TYNDP 2016 |  |  |  | UK
[17 empty] | e-(energy unit) signifies electricity value | https://www.entsoe.eu/Documents/TYNDP%20documents/TYNDP%202016/rgips/TYNDP2016%20Scenario%20Development%20Report%20-%20Final.pdf
Scenarios Gas Demand for Power Generation
UK | [9 empty] | Slow Progression | Blue Transition | Green Revolution |  | Slow Progression | Blue Transition | Green Revolution |  |  | Slow Progression | Blue Transition | Green Revolution |  | Slow Progression | Blue Transition | Green Revolution
Scenario | Data Option | GWh/d | 2017 | 2020 | 2025 | 2030 | 2035 | Gas Demand for Power |  | Min Gas | Max Gas | Max Gas | INPUT PARAMETERS |  |  |  | Gas Demand for Power | ENTSO-E Hist | 2030 V1 | 2030 V3 | 2030 V4 | Yearly Gas Statistics | 2030 V1 | 2030 V3 | 2030 V4
EU Green Revolution |  | Yearly Average | 399.6704 | 252.321 | 184.2924 | 174 | 120.0385 |  |  | 2030 V1 | 2030 V3 | 2030 V4 |  | 2030 V1 | 2030 V3 | 2030 V4 | Gas Consumption (GWh/y) | 163390 | 168346.4914 | 132824.7817 | 161161.2539 | Gas Average Weighted Efficiency | 56.14% | 55.53% | 55.62%
EU Green Revolution |  | 14 Day Peak | 420.5683 | 345.1959 | 188.5879 | 255.7866 | 234.9279 | Gas Consumption (GWh/y) |  | 189669.5654 | 147514.2199 | 179283.9997 | Share of Gas in Others - Non RES | 0% | 0% | 0% | Gas Consumption (GWh/d) | 447.6438 | 461.2233 | 363.9035 | 441.5377
EU Green Revolution |  | Peak Day | 782.9367 | 694.2976 | 428.2344 | 588.524 | 580.0069 | Gas Consumption (GWh/d) |  | 519.6426 | 404.1485 | 491.189
[13 empty] | Efficiency | 2030 V1 | 2030 V3 | 2030 V4
Scenario | Data Option | GWh/d | 2017 | 2020 | 2025 | 2030 | 2035 | [5 empty] | Yearly Gas Plant Efficiency | 50% | 50% | 50% | Gas Average Weighted Efficiency | 50%
Green Evolution | Own Data | Yearly Average | 399.6704 | 252.321 | 184.2924 | 202.718 | 166.9211
Green Evolution | Own Data | 14 Day Peak | 420.5683 | 345.1959 | 188.5879 | 255.7866 | 234.9279 | [5 empty] | Yearly Load Factors | 2030 V1 | 2030 V3 | 2030 V4
Green Evolution | Own Data | Peak Day | 782.9367 | 694.2976 | 428.2344 | 588.524 | 580.0069 | [5 empty] | Yearly Gas Load Factor Maximum | 75% | 75% | 75%
[9 empty] | ENTSO-E Hist | 2030 V1 | 2030 V3 | 2030 V4 | Yearly Gas Load Factor Minimum | 10% | 10% | 10% |  | ENTSO-E Hist | 2030 V1 | 2030 V3 | 2030 V4
Scenario | Data Option | GWh/d | 2017 | 2020 | 2025 | 2030 | 2035 | e-MW - Net Generation Capacity | 2015 | 2030 | 2030 | 2030 |  |  |  |  | e-MW - Net Generation Capacity | 2015 | 2030 | 2030 | 2030
Blue Transition | ENTSO-E | Yearly Average | 436.4785 | 419.7304 | 391.817 | 363.9035 | 363.9035 | Nuclear | 9779 | 4552 | 9022.0199 | 9022.0199 | Yearly Coal Load Factor Maximum | 75% | 75% | 75% | Nuclear | 9779 | 4552 | 9022.0199 | 9022.0199
Blue Transition | Own Data | 14 Day Peak | 399.7024 | 523.3415 | 410.66 | 486.7297 | 382.6447 | Hydro | 1086 | 400 | 1116 | 1116 | Yearly Coal Load Factor Minimum | 10% | 10% | 10% | Hydro | 1086 | 400 | 1116 | 1116
Blue Transition | Own Data | Peak Day | 759.1502 | 931.3248 | 731.4276 | 827.449 | 707.1948 | Hydro - pump | 2897 | 4354 | 6616 | 4354 |  |  |  |  | Hydro - pump | 2897 | 4354 | 6616 | 4354
[8 empty] | Others - RES | 60 | 5560 | 8740 | 8740 | 2 Week Load Factors | 2030 V1 | 2030 V3 | 2030 V4 | Others - RES | 60 | 5560 | 8740 | 8740
Scenario | Data Option | GWh/d | 2017 | 2020 | 2025 | 2030 | 2035 | Others - Non RES | 0 | 4070 | 4290 | 4290 | 2W Gas Load Factor Maximum | 85% | 85% | 85% | Others - Non RES | 0 | 4070 | 4290 | 4290
Slow Progression | Own Data | Yearly Average | 438.4937 | 392.6694 | 430.4268 | 403.3906 | 412.1424 | Gas | 30752 | 45017.1311 | 38206.2005 | 38206.2005 | 2W Gas Load Factor Minimum | 10% | 10% | 10% | Gas | 30752 | 45017.1311 | 38206.2005 | 38206.2005
Slow Progression | Own Data | 14 Day Peak | 461.6884 | 447.7712 | 509.7784 | 478.5747 | 442.4793 | Coal | 23265 | 2897.0001 | 0 | 0 |  |  |  |  | Coal | 23265 | 2897.0001 | 0 | 0
Slow Progression | Own Data | Peak Day | 827.9488 | 853.1172 | 903.9689 | 880.298 | 795.7345 | Oil | 2123 | 309 | 225 | 225 | 2W Coal Load Factor Maximum | 85% | 85% | 85% | Oil | 2123 | 309 | 225 | 225
[8 empty] | Wind | 9225 | 23320 | 52820 | 59490.8917 | 2W Coal Load Factor Minimum | 10% | 10% | 10% | Wind | 9225 | 23320 | 52820 | 59490.8917
[8 empty] | Solar | 0 | 8470 | 15860 | 12165 |  |  |  |  | Solar | 0 | 8470 | 15860 | 12165
[8 empty] | Biofuel | 1180 | 0 | 0 | 0 | Peak Day Load Factors | 2030 V1 | 2030 V3 | 2030 V4 | Biofuel | 1180 | 0 | 0 | 0
[8 empty] | Import | 0 | 12800 | 12800 | 12800 | Peak Day Gas Load Factor Maximum | 95% | 95% | 95% | Import |  | 12800 | 12800 | 12800
[8 empty] | Export | 0 | 12800 | 12800 | 12800 | Peak Day Gas Load Factor Minimum | 10% | 10% | 10% | Export |  | 12800 | 12800 | 12800
[8 empty] | e-GWh/y - Generation | ENTSO-E Hist | 2030 V1 | 2030 V3 | 2030 V4 | Peak Day Coal Load Factor Maximum | 95% | 95% | 95% | e-GWh/y - Generation | ENTSO-E Hist | 2030 V1 | 2030 V3 | 2030 V4
[8 empty] | Nuclear | 59549 | 31695.502 | 61538.8516 | 57099.3477 | Peak Day Coal Load Factor Minimum | 10% | 10% | 10% | Nuclear | 59549 | 31695.502 | 61538.8516 | 57099.3477
[8 empty] | Hydro | 3452 | 2504.0391 | 6987.1108 | 6987.1108 |  |  |  |  | Hydro | 3452 | 2504.0391 | 6987.1108 | 6987.1108
[8 empty] | Hydro - pump | 2547 | 10937.691 | 15934.9661 | 14192.0105 |  |  |  |  | Hydro - pump | 2547 | 10937.691 | 15934.9661 | 14192.0105
[8 empty] | Others - RES | 75 | 27587.7029 | 40428.4586 | 40428.4576 |  |  |  |  | Others - RES | 75 | 27587.7029 | 40428.4586 | 40428.4576
[8 empty] | Others - Non RES | 1934 | 10348.9028 | 10914.9515 | 10914.9605 | Thermal Gap Results |  |  |  | Others - Non RES | 1934 | 10348.9028 | 10914.9515 | 10914.9605
[8 empty] | Gas | 81695 | 94501.9855 | 73757.1099 | 89641.9998 |  | 2030 V1 | 2030 V3 | 2030 V4 | Gas | 81695 | 94501.9855 | 73757.1099 | 89641.9998
[8 empty] | Coal | 80726 | 19366.0879 | 0 | 0 | Thermal Gap (e-GWh/y) | 113868.0734 | 73757.11 | 89641.9999 | Coal | 80726 | 19366.0879 | 0 | 0
[8 empty] | Oil | 21 | 0 | 0 | 0 | Thermal Gap (e-GWh/d) | 311.9673 | 202.0743 | 245.5945 | Oil | 21 | 0 | 0 | 0
[8 empty] | Wind | 22520 | 69033.5129 | 164575.918 | 173262.9698 |  |  |  |  | Wind | 22520 | 69033.5129 | 164575.918 | 173262.9698
[8 empty] | Solar | 0 | 8328.7449 | 15598.7206 | 11963.7289 |  |  |  |  | Solar | 0 | 8328.7449 | 15598.7206 | 11963.7289
[8 empty] | Biofuel | 103 | 0 | 0 | 0 |  |  |  |  | Biofuel | 103 | 0 | 0 | 0
[8 empty] | Annual demand (e-GWh/y) | 311285 | 340297.4502 | 371772.1377 | 383475.1934 |  |  |  |  | Annual demand (e-GWh/y) | 311285 | 340297.4502 | 371772.1377 | 383475.1934
[8 empty] | Net imports (e-GWh/y) | 58663 | 65993.2812 | -17963.9494 | -21015.3924 | Thermal Gap | Min Gas | Max Gas | Max Gas | Net imports (e-GWh/y) | 58663 | 65993.2812 | -17963.9494 | -21015.3924
[14 empty] | 2030 V1 | 2030 V3 | 2030 V4
[8 empty] | Net Demand (e-GWh/y) | 252622 | 274304.169 | 389736.0871 | 404490.5857 | Thermal Gap (e-GWh/y) | 94834.7827 | 73757.11 | 89641.9999 | Net Demand (e-GWh/y) | 252622 | 274304.169 | 389736.0871 | 404490.5857
[13 empty] | Thermal Gap (e-GWh/d) | 259.8213 | 202.0743 | 245.5945
[8 empty] | Yearly Load Factors | [8 empty] | Yearly Load Factors
[8 empty] | Calculated from capacity and generation data | ENTSO-E Hist | 2030 V1 | 2030 V3 | 2030 V4 |  |  |  |  | Calculated from capacity and generation data | ENTSO-E Hist | 2030 V1 | 2030 V3 | 2030 V4
[8 empty] | Nuclear | 69.51% | 79.49% | 77.86% | 72.25% |  |  |  |  | Nuclear | 69.51% | 79.49% | 77.86% | 72.25%
[8 empty] | Hydro | 36.29% | 71.46% | 71.47% | 71.47% |  |  |  |  | Hydro | 36.29% | 71.46% | 71.47% | 71.47%
[8 empty] | Hydro - pump | 10.04% | 28.68% | 27.49% | 37.21% |  |  |  |  | Hydro - pump | 10.04% | 28.68% | 27.49% | 37.21%
[8 empty] | Others - RES | 14.27% | 56.64% | 52.8% | 52.8% |  |  |  |  | Others - RES | 14.27% | 56.64% | 52.8% | 52.8%
[8 empty] | Others - Non RES | 0% | 29.03% | 29.04% | 29.04% |  |  |  |  | Others - Non RES | 0% | 29.03% | 29.04% | 29.04%
[8 empty] | Gas | 30.33% | 23.96% | 22.04% | 26.78% |  |  |  |  | Gas | 30.33% | 23.96% | 22.04% | 26.78%
[8 empty] | Coal | 39.61% | 76.31% | 0% | 0% |  |  |  |  | Coal | 39.61% | 76.31% | 0% | 0%
[8 empty] | Oil | 0.1129% | 0% | 0% | 0% |  |  |  |  | Oil | 0.1129% | 0% | 0% | 0%
[8 empty] | Wind | 27.87% | 33.79% | 35.57% | 33.25% |  |  |  |  | Wind | 27.87% | 33.79% | 35.57% | 33.25%
[8 empty] | Solar | 0% | 11.23% | 11.23% | 11.23% |  |  |  |  | Solar | 0% | 11.23% | 11.23% | 11.23%
[8 empty] | Biofuel | 0.9964% | 0% | 0% | 0% |  |  |  |  | Biofuel | 0.9964% | 0% | 0% | 0%
Note on AI48: Positive = Import Negative = Export